## Master Template
Supplier/Manufacturer Name | Supplier/Manufacturer Number | *Any Custom Fields* | Notes | Unspc Code | Barcode | Facility Latitude | Facility Longitude | Facility Street Address | Facility City | Facility Postal Code | Facility Province | Facility Country | User/User Group name/Personnel Code | Calibration Needed | Aisle | Row | Bin | Low-level asset codes

## 1200 - FCon
Asset Name | Asset Code | Location Code | Category | Asset Description | Make | Model | Serial Number | Charge Department Code | Account Code | Supplier/Manufacturer Name | Supplier/Manufacturer Number | *Any Custom Fields* | Notes | Unspc Code | Barcode | Facility Latitude | Facility Longitude | Facility Street Address | Facility City | Facility Postal Code | Facility Province | Facility Country | User/User Group name/Personnel Code | Calibration Needed | Aisle | Row | Bin | Low-level asset codes
FCON | C2NC-1200 | C2NC | Locations And Facilities | FCON Area
DIGESTERS | C2NC-1300 | C2NC | Locations And Facilities | DIGESTERS
DIGESTER FEEDING | C2NC-1300-FD | C2NC-1300 | Locations And Facilities | Digester Feeding
FCON ANTIFOAM | C2NC-1200-AF | C2NC-1200 | Locations And Facilities | FCON Antifoam
FCON - Instrument - Isolation - 04 | C2NC-1200-FCV-31204 | C2NC-1200 | Valves | Instrument Isolation Solenoid Valve
FCON FEED | C2NC-1200-FD | C2NC-1200 | Locations And Facilities | FCON FEED
FCON Heating | C2NC-1200-HTG | C2NC-1200 | Locations And Facilities | FCON Heating
FCON - Instrument - Isolation - 01A | C2NC-1200-HV-21101A | C2NC-1200 | Valves | Instrument Isolation Ball Valve
FCON - Sight - Glass - 05A | C2NC-1200-HV-21105A | C2NC-1200 | Valves | FCON Sight Glass Ball Valve
FCON - Sight - Glass 1 | C2NC-1200-SG-21101 | Equipment | C2NC-1200 | FCON Sight Glass
FCON - Sight - Glass - 05B | C2NC-1200-HV-21105B | C2NC-1200 | Valves | FCON Sight Glass Ball Valve
FCON - Sight - Glass 2 | C2NC-1200-SG-21102 | Equipment | C2NC-1200 | FCON Sight Glass
FCON - From - HX1 - 06 | C2NC-1200-HV-21106 | C2NC-1200 | Valves | From HX1 Knife Gate Valve
FCON - From - HX2 - 07 | C2NC-1200-HV-21107 | C2NC-1200 | Valves | From HX2 Knife Gate Valve
FCON - Biogas - Sample - Port - 08 | C2NC-1200-HV-21108 | C2NC-1200 | Valves | FCON Biogas Sample Port Ball Valve
FCON - Biogas - Isolation - 09 | C2NC-1200-HV-21109 | C2NC-1200 | Valves | FCON Biogas Isolation Butterfly Valve
FCON - Discharge - #1 - Isolation - 12 | C2NC-1200-HV-21112 | C2NC-1200 | Valves | Discharge #1 Isolation Knife Gate Valve
FCON - Discharge - #2 - Isolation - 13 | C2NC-1200-HV-21113 | C2NC-1200 | Valves | Discharge #2 Isolation Knife Gate Valve
FCON - Discharge - #3 - Isolation - 14 | C2NC-1200-HV-21114 | C2NC-1200 | Valves | Discharge #3 Isolation Knife Gate Valve
FCON - To - HX1 - Isolation - 15 | C2NC-1200-HV-21115 | C2NC-1200 | Valves | To HX1 Isolation Knife Gate Valve
FCON - To - HX2 - Isolation - 16 | C2NC-1200-HV-21116 | C2NC-1200 | Valves | To HX2 Isolation Knife Gate Valve
FCON - Drain - A - 17A | C2NC-1200-HV-21117A | C2NC-1200 | Valves | FCON Drain A Knife Gate Valve
FCON - Drain - B - 17B | C2NC-1200-HV-21117B | C2NC-1200 | Valves | FCON Drain B Knife Gate Valve
FCON - Spare - 18 | C2NC-1200-HV-21118 | C2NC-1200 | Valves | Spare Knife Gate Valve
FCON - Spare - 19 | C2NC-1200-HV-21119 | C2NC-1200 | Valves | Spare Knife Gate Valve
FCON - Spare - Nozzle - 2 - 20A | C2NC-1200-HV-21120A | C2NC-1200 | Valves | Spare Nozzle 2 Eccentric Plug Valve
FCON - Spare - Nozzle - 4 - 20B | C2NC-1200-HV-21120B | C2NC-1200 | Valves | Spare Nozzle 4 Eccentric Plug Valve
FCON - Instrument - Isolation - 24 | C2NC-1200-HV-21124 | C2NC-1200 | Valves | Instrument Isolation Ball Valve
FCON - Instrument - Isolation - 25 | C2NC-1200-HV-21125 | C2NC-1200 | Valves | Instrument Isolation Ball Valve
FCON - Drain - 26 | C2NC-1200-HV-21126 | C2NC-1200 | Valves | Drain Ball Valve
FCON - Drain - 27 | C2NC-1200-HV-21127 | C2NC-1200 | Valves | Drain Ball Valve
FCON - Instrument - Isolation - 28 | C2NC-1200-HV-21128 | C2NC-1200 | Valves | Instrument Isolation Ball Valve
FCON - Level - Indicating - Transmitter - 21101 | C2NC-1200-LIT-21101 | C2NC-1200 | Instrumentation | Level transmitter for FCON tank (at bottom) - Instrumentation
FCON - Level - Sensor - 21102 | C2NC-1200-LIT-21102 | C2NC-1200 | Instrumentation | Level sensor for FCON tank (ultrasonic) - Instrumentation
FCON - Level - High - High - Switch - 21101 | C2NC-1200-LSHH-21101 | C2NC-1200 | Instrumentation | Level switch for FCON tank (at top) - Instrumentation
FCON - Mixer - #1 | C2NC-1200-MX_21101 | C2NC-1200 | Equipment | PSM 940 Mixer
FCON - Mixer - #2 | C2NC-1200-MX_21102 | C2NC-1200 | Equipment | PSM 940 Mixer
FCON - Mixer - #3 | C2NC-1200-MX_21103 | C2NC-1200 | Equipment | PSM 940 Mixer
FCON - Mixer - #4 | C2NC-1200-MX_21104 | C2NC-1200 | Equipment | PSM 940 Mixer
FCON - Mixer - #5 | C2NC-1200-MX_21105 | C2NC-1200 | Equipment | PSM 940 Mixer
FCON - Mixer - #6 | C2NC-1200-MX_21106 | C2NC-1200 | Equipment | PSM 940 Mixer
FCON - Pressure - Indicating - Transmitter - 21101 | C2NC-1200-PIT-21101 | C2NC-1200 | Instrumentation | Pressure transmitter for biogas line from FCON - Instrumentation
FCON POTABLE WATER | C2NC-1200-PW | C2NC-1200 | Locations And Facilities | Process Water
FCON - Mixer - Service - Box - #1 | C2NC-1200-SB_21101 | C2NC-1200 | Equipment | Service Box Pro for fixed cover roof
FCON - Mixer - Service - Box - #2 | C2NC-1200-SB_21102 | C2NC-1200 | Equipment | Service Box Pro for fixed cover roof
FCON - Mixer - Service - Box - #3 | C2NC-1200-SB_21103 | C2NC-1200 | Equipment | Service Box Pro for fixed cover roof
FCON - Mixer - Service - Box - #4 | C2NC-1200-SB_21104 | C2NC-1200 | Equipment | Service Box Pro for fixed cover roof
FCON - Mixer - Service - Box - #5 | C2NC-1200-SB_21105 | C2NC-1200 | Equipment | Service Box Pro for fixed cover roof
FCON - Mixer - Service - Box - #6 | C2NC-1200-SB_21106 | C2NC-1200 | Equipment | Service Box Pro for fixed cover roof
FCON - Mixer - Auto-Positioner - #1 | C2NC-1200-SB-M_21101 | C2NC-1200 | Equipment | FCON - Mixer - Auto-Positioner - #1
FCON - Mixer - Auto-Positioner - #2 | C2NC-1200-SB-M_21102 | C2NC-1200 | Equipment | FCON - Mixer - Auto-Positioner - #2
FCON - Mixer - Auto-Positioner - #3 | C2NC-1200-SB-M_21103 | C2NC-1200 | Equipment | FCON - Mixer - Auto-Positioner - #3
FCON - Mixer - Auto-Positioner - #4 | C2NC-1200-SB-M_21104 | C2NC-1200 | Equipment | FCON - Mixer - Auto-Positioner - #4
FCON - Mixer - Auto-Positioner - #5 | C2NC-1200-SB-M_21105 | C2NC-1200 | Equipment | FCON - Mixer - Auto-Positioner - #5
FCON - Mixer - Auto-Positioner - #6 | C2NC-1200-SB-M_21106 | C2NC-1200 | Equipment | FCON - Mixer - Auto-Positioner - #6
FCON SERVICE WATER | C2NC-1200-SW | C2NC-1200 | Locations And Facilities | Service Water
FCON - Temperature - Indicating - Transmitter - 21101 | C2NC-1200-TIT-21101 | C2NC-1200 | Instrumentation | Temperature transmitter for FCON tank with thermowell - Instrumentation
FCON - Temperature - Indicating - Transmitter - 21102 | C2NC-1200-TIT-21102 | C2NC-1200 | Instrumentation | Second temperature transmitter for FCON tank with thermowell - Instrumentation
FCON - Tank | C2NC-1200-TK_21101 | C2NC-1200 | Equipment | Bolted steel, insulated feed conditioning tank, fixed cover
FCON - Thermowell - 21101 | C2NC-1200-TW-21101 | C2NC-1200 | Instrumentation | Thermowell - Instrumentation
FCON - Thermowell - 21102 | C2NC-1200-TW-21102 | C2NC-1200 | Instrumentation | Thermowell - Instrumentation
FCON - Antifoam - 01 | C2NC-1200-AF-HV-21101 | C2NC-1200-AF | Valves | Antifoam Ball Valve
FCON - Antifoam - 21 | C2NC-1200-AF-HV-21121 | C2NC-1200-AF | Valves | Antifoam Ball Valve
FCON - Antifoam - 22 | C2NC-1200-AF-HV-21122 | C2NC-1200-AF | Valves | Antifoam Ball Valve
FCON - Antifoam - 23 | C2NC-1200-AF-HV-21123 | C2NC-1200-AF | Valves | Antifoam Ball Valve
FCON - Feed - 02 | C2NC-1200-FD-HV-21102 | C2NC-1200-FD | Valves | FCON Feed Knife Gate Valve
FCON - Heating - Nutrient - Dosing - 03A | C2NC-1200-HTG-CV-31103A | C2NC-1200-HTG | Valves | Nutrient Dosing Check Valve
FCON - Heating - Nutrient - Dosing - 03B | C2NC-1200-HTG-CV-31103B | C2NC-1200-HTG | Valves | Nutrient Dosing Check Valve
FCON - Heating - 3-way - Hot - Water - 01A | C2NC-1200-HTG-EV-44201A | C2NC-1200-HTG | Valves | 3-way Hot Water 3 Way Valve
FCON - Heating - 3-way - Hot - Water - 01B | C2NC-1200-HTG-EV-44201B | C2NC-1200-HTG | Valves | 3-way Hot Water 3 Way Valve
FCON - Heating - Nutrient - Isolation - 03A | C2NC-1200-HTG-HV-31103A | C2NC-1200-HTG | Valves | Nutrient Isolation Ball Valve
FCON - Heating - Nutrient - Isolation - 03B | C2NC-1200-HTG-HV-31103B | C2NC-1200-HTG | Valves | Nutrient Isolation Ball Valve
FCON - Heating - HX - Pump - 1 - 01A | C2NC-1200-HTG-HV-44201A | C2NC-1200-HTG | Valves | FCON HX Pump 1 Knife Gate Valve
FCON - Heating - HX - Pump - 2 - 01B | C2NC-1200-HTG-HV-44201B | C2NC-1200-HTG | Valves | FCON HX Pump 2 Knife Gate Valve
FCON - Heating - Drain - Valve - 02A | C2NC-1200-HTG-HV-44202A | C2NC-1200-HTG | Valves | Drain Valve Eccentric Plug Valve
FCON - Heating - Drain - Valve - 02B | C2NC-1200-HTG-HV-44202B | C2NC-1200-HTG | Valves | Drain Valve Eccentric Plug Valve
FCON - Heating - HW - Pump - 3 - 05A | C2NC-1200-HTG-HV-44205A | C2NC-1200-HTG | Valves | HW Pump 3 Butterfly Valve
FCON - Heating - HW - Pump - 4 - 05B | C2NC-1200-HTG-HV-44205B | C2NC-1200-HTG | Valves | HW Pump 4 Butterfly Valve
FCON - Heating - Drain - Valve - 06A | C2NC-1200-HTG-HV-44206A | C2NC-1200-HTG | Valves | Drain Valve Ball Valve
FCON - Heating - Drain - Valve - 06B | C2NC-1200-HTG-HV-44206B | C2NC-1200-HTG | Valves | Drain Valve Ball Valve
FCON - Heating - Drain - Valve - 11A | C2NC-1200-HTG-HV-44211A | C2NC-1200-HTG | Valves | Drain Valve Eccentric Plug Valve
FCON - Heating - Drain - Valve - 11B | C2NC-1200-HTG-HV-44211B | C2NC-1200-HTG | Valves | Drain Valve Eccentric Plug Valve
FCON - Heating - Drain - Valve - 12A | C2NC-1200-HTG-HV-44212A | C2NC-1200-HTG | Valves | Drain Valve Ball Valve
FCON - Heating - Drain - Valve - 12B | C2NC-1200-HTG-HV-44212B | C2NC-1200-HTG | Valves | Drain Valve Ball Valve
FCON - Heating - HX - isolation - 13A | C2NC-1200-HTG-HV-44213A | C2NC-1200-HTG | Valves | HX isolation Knife Gate Valve
FCON - Heating - HX - isolation - 13B | C2NC-1200-HTG-HV-44213B | C2NC-1200-HTG | Valves | HX isolation Knife Gate Valve
FCON - Heating - Boiler - Return - Isolation - 15A | C2NC-1200-HTG-HV-44215A | C2NC-1200-HTG | Valves | Boiler Return Isolation Butterfly Valve
FCON - Heating - Boiler - Return - Isolation - 15B | C2NC-1200-HTG-HV-44215B | C2NC-1200-HTG | Valves | Boiler Return Isolation Butterfly Valve
FCON - Heating - HX - isolation - 16A | C2NC-1200-HTG-HV-44216A | C2NC-1200-HTG | Valves | HX isolation Knife Gate Valve
FCON - Heating - HX - isolation - 16B | C2NC-1200-HTG-HV-44216B | C2NC-1200-HTG | Valves | HX isolation Knife Gate Valve
FCON - Heating - HX - isolation - 17A | C2NC-1200-HTG-HV-44217A | C2NC-1200-HTG | Valves | HX isolation Butterfly Valve
FCON - Heating - HX - isolation - 17B | C2NC-1200-HTG-HV-44217B | C2NC-1200-HTG | Valves | HX isolation Butterfly Valve
FCON - Heating - HX - isolation - 18A | C2NC-1200-HTG-HV-44218A | C2NC-1200-HTG | Valves | HX isolation Butterfly Valve
FCON - Heating - HX - isolation - 18B | C2NC-1200-HTG-HV-44218B | C2NC-1200-HTG | Valves | HX isolation Butterfly Valve
FCON - Heating - Drain - Valve - 19A | C2NC-1200-HTG-HV-44219A | C2NC-1200-HTG | Valves | Drain Valve Ball Valve
FCON - Heating - Drain - Valve - 19B | C2NC-1200-HTG-HV-44219B | C2NC-1200-HTG | Valves | Drain Valve Ball Valve
FCON - Heating - HX - isolation - 20A | C2NC-1200-HTG-HV-44220A | C2NC-1200-HTG | Valves | HX isolation Butterfly Valve
FCON - Heating - HX - isolation - 20B | C2NC-1200-HTG-HV-44220B | C2NC-1200-HTG | Valves | HX isolation Butterfly Valve
FCON - Heating - Drain - Valve - 21A | C2NC-1200-HTG-HV-44221A | C2NC-1200-HTG | Valves | Drain Valve Ball Valve
FCON - Heating - Drain - Valve - 21B | C2NC-1200-HTG-HV-44221B | C2NC-1200-HTG | Valves | Drain Valve Ball Valve
FCON - Heating - Drain - Valve - 22A | C2NC-1200-HTG-HV-44222A | C2NC-1200-HTG | Valves | Drain Valve Ball Valve
FCON - Heating - Drain - Valve - 22B | C2NC-1200-HTG-HV-44222B | C2NC-1200-HTG | Valves | Drain Valve Ball Valve
FCON - Heating - Drain - Valve - 23A | C2NC-1200-HTG-HV-44223A | C2NC-1200-HTG | Valves | Drain Valve Ball Valve
FCON - Heating - Drain - Valve - 23B | C2NC-1200-HTG-HV-44223B | C2NC-1200-HTG | Valves | Drain Valve Ball Valve
FCON - Heating - Instrument - Isolation - 24A | C2NC-1200-HTG-HV-44224A | C2NC-1200-HTG | Valves | Instrument Isolation Ball Valve
FCON - Heating - Instrument - Isolation - 24B | C2NC-1200-HTG-HV-44224B | C2NC-1200-HTG | Valves | Instrument Isolation Ball Valve
FCON - Heating - Instrument - Isolation - 25A | C2NC-1200-HTG-HV-44225A | C2NC-1200-HTG | Valves | Instrument Isolation Ball Valve
FCON - Heating - Instrument - Isolation - 25B | C2NC-1200-HTG-HV-44225B | C2NC-1200-HTG | Valves | Instrument Isolation Ball Valve
FCON - Heating - Instrument - Isolation - 26A | C2NC-1200-HTG-HV-44226A | C2NC-1200-HTG | Valves | Instrument Isolation Ball Valve
FCON - Heating - Instrument - Isolation - 26B | C2NC-1200-HTG-HV-44226B | C2NC-1200-HTG | Valves | Instrument Isolation Ball Valve
FCON - Heat - Exchanger - #1 | C2NC-1200-HTG-HX_44201A | C2NC-1200-HTG | Equipment | 1250kW duty heat exchanger
FCON - Heat - Exchanger - #2 | C2NC-1200-HTG-HX_44201B | C2NC-1200-HTG | Equipment | 1250kW duty heat exchanger
FCON - Heat - Exchanger - Pump - #1 | C2NC-1200-HTG-P_44201A | C2NC-1200-HTG | Equipment | FCON - Heat - Exchanger - Pump - #1
FCON - Heat - Exchanger - Pump - #2 | C2NC-1200-HTG-P_44201B | C2NC-1200-HTG | Equipment | FCON - Heat - Exchanger - Pump - #2
Hot - Water - Pump - #3 | C2NC-1200-HTG-P_44202A | C2NC-1200-HTG | Equipment | Hot - Water - Pump - #3
Hot - Water - Pump - #4 | C2NC-1200-HTG-P_44202B | C2NC-1200-HTG | Equipment | Hot - Water - Pump - #4
FCON - Potable - Water - 04 | C2NC-1200-PW-HV-21104 | C2NC-1200-PW | Valves | FCON Potable Water Knife Gate Valve
FCON - Service - Water - 03 | C2NC-1200-SW-HV-21103 | C2NC-1200-SW | Valves | FCON Service Water Knife Gate Valve
DIGESTER #1 | C2NC-1300-100 | C2NC-1300 | Locations And Facilities | DIGESTER #1
DIGESTER #2 | C2NC-1300-200 | C2NC-1300 | Locations And Facilities | DIGESTER #2
DIGESTER #3 | C2NC-1300-300 | C2NC-1300 | Locations And Facilities | DIGESTER #3
Digester Chemical Dosing | C2NC-1300-CHEM | C2NC-1300 | Locations And Facilities | Digester Chemical Dosing
Sodium Hydroxide - Check Valve - 01 | C2NC-1300-CHEM-CV-31101 | C2NC-1300 | Valves | Check Valve
Sodium Hypochlorite - Dosing - Check Valve - 01 | C2NC-1300-CHEM-CV-31201 | C2NC-1300 | Valves | Antifoam Dosing Check Valve
Sodium Hydroxide - Solenoid Valve - 01 | C2NC-1300-CHEM-FCV-31101 | C2NC-1300 | Valves | Solenoid Valve
Sodium Hydroxide - Solenoid Valve - 02 | C2NC-1300-CHEM-FCV-31102 | C2NC-1300 | Valves | Solenoid Valve
Sodium Hydroxide - Solenoid Valve - 03 | C2NC-1300-CHEM-FCV-31103 | C2NC-1300 | Valves | Solenoid Valve
Sodium Hydroxide - Solenoid Valve - 04 | C2NC-1300-CHEM-FCV-31104 | C2NC-1300 | Valves | Solenoid Valve
Sodium Hypochlorite - Solenoid Valve - 01 | C2NC-1300-CHEM-FCV-31201 | C2NC-1300 | Valves | Solenoid Valve
Sodium Hypochlorite - Solenoid Valve - 02 | C2NC-1300-CHEM-FCV-31202 | C2NC-1300 | Valves | Solenoid Valve
Sodium Hypochlorite - Valve Solenoid - 03 | C2NC-1300-CHEM-FCV-31203 | C2NC-1300 | Valves | Solenoid Valve
Sodium Hypochlorite - Solenoid Valve - 04 | C2NC-1300-CHEM-FCV-31204 | C2NC-1300 | Valves | Solenoid Valve
Sodium Hydroxide - Ball Valve - 01 | C2NC-1300-CHEM-HV-31101 | C2NC-1300 | Valves | Ball Valve
Sodium Hydroxide - Ball Valve - 02 | C2NC-1300-CHEM-HV-31102 | C2NC-1300 | Valves | Ball Valve
Sodium Hypochlorite - Ball Valve - 01 | C2NC-1300-CHEM-HV-31201 | C2NC-1300 | Valves | Ball Valve
Sodium Hypochlorite - Dosing - Ball Valve - 02 | C2NC-1300-CHEM-HV-31202 | C2NC-1300 | Valves | Antifoam Dosing Ball Valve
Sodium Hypochlorite - Ball Valve - 03 | C2NC-1300-CHEM-HV-31203 | C2NC-1300 | Valves | Ball Valve
Sodium Hypochlorite - Ball Valve - 04 | C2NC-1300-CHEM-HV-31204 | C2NC-1300 | Valves | Ball Valve
Sodium Hypochlorite - Ball Valve - 05 | C2NC-1300-CHEM-HV-31205 | C2NC-1300 | Valves | Ball Valve
Sodium Hypochlorite - Ball Valve - 06 | C2NC-1300-CHEM-HV-31206 | C2NC-1300 | Valves | Ball Valve
Biogas - Piping - Flow - Sensor - 41201 | C2NC-1300-FE-41201 | C2NC-1300 | Instrumentation | Flow sensor associated with condensate trap - Instrumentation
Biogas - Piping - Flow - Indicating - Transmitter - 41203 | C2NC-1300-FIT-41203 | C2NC-1300 | Instrumentation | FIT associated with condensate trap - Instrumentation
Heating System | C2NC-1300-HTG | C2NC-1300 | Locations And Facilities | Heating System
Condensate - Trap | C2NC-1300-TK_41202 | C2NC-1300 | Equipment | Condensate trap for combined biogas line from all tanks
Digester - #1 - Blower - #1 | C2NC-1300-100-BL_41201A | C2NC-1300-100 | Equipment | Blower to maintain pressure in gas holder cover
Digester - #1 - Blower - #2 | C2NC-1300-100-BL_41202A | C2NC-1300-100 | Equipment | Blower to maintain pressure in gas holder cover
Digester - 1 - Membrane - Blower - Check Valve - 01A | C2NC-1300-100-CV-41201A | C2NC-1300-100 | Valves | Membrane Blower Check Valve
Digester - 1 - Antifoam - 01A | C2NC-1300-100-FCV-31201 | C2NC-1300-100 | Valves | Antifoam Solenoid Valve
Digester - 1 - Service - Water - 01A | C2NC-1300-100-FCV-41201A | C2NC-1300-100 | Valves | Service Water Solenoid Valve
FCON - Heating - Flow - Sensor - 44201A | C2NC-1300-100-FE-44201A | C2NC-1300-100 | Instrumentation | FE on DFS stream prior to FCON HX - Instrumentation
Digester - Feed - Pumps - Flow - Indicating - Transmitter - 41201A | C2NC-1300-100-FIT-41201A | C2NC-1300-100 | Instrumentation | Flow transmitter on feed line from FCON to AD - Instrumentation
Biogas - Piping - Flow - Indicating - Transmitter - 41202A | C2NC-1300-100-FIT-41202A | C2NC-1300-100 | Instrumentation | FIT on AD BG line - Instrumentation
Digester - Discharge - Pumps - Flow - Indicating - Transmitter - 41204A | C2NC-1300-100-FIT-41204A | C2NC-1300-100 | Instrumentation | Flow transmitter for discharge from AD - Instrumentation
FCON - Heating - Flow - Indicating - Transmitter - 44201A | C2NC-1300-100-FIT-44201A | C2NC-1300-100 | Instrumentation | FIT on DFS stream prior to FCON HX - Instrumentation
FCON - Heating - Flow - Indicating - Transmitter - 44202A | C2NC-1300-100-FIT-44202A | C2NC-1300-100 | Instrumentation | FIT on DFS stream prior to FCON HX - Instrumentation
Digester - 1 - Antifoam - 18A | C2NC-1300-100-HV-41218A | C2NC-1300-100 | Valves | Antifoam Ball Valve
Digester - 1 - Service - Water - 19A | C2NC-1300-100-HV-41219A | C2NC-1300-100 | Valves | Service Water Knife Gate Valve
Digester - 1 - Sight - Glass - 20A | C2NC-1300-100-HV-41220A | C2NC-1300-100 | Valves | Sight Glass Ball Valve
Digester - 1 - Sight - Glass 1 | C2NC-1300-100-SG-41201A | Equipment | C2NC-1300-100 | Digester 1 Sight Glass 1
Digester - 1 - Feed - Line - 21A | C2NC-1300-100-HV-41221A | C2NC-1300-100 | Valves | Feed Line Knife Gate Valve
Digester - 1 - Service - Water - 22A | C2NC-1300-100-HV-41222A | C2NC-1300-100 | Valves | Service Water Knife Gate Valve
Digester - 1 - Return - from - HX - 23A | C2NC-1300-100-HV-41223A | C2NC-1300-100 | Valves | Return from HX Knife Gate Valve
Digester - 1 - Membrane - Blower - 24A | C2NC-1300-100-HV-41224A | C2NC-1300-100 | Valves | Membrane Blower Butterfly Valve
Digester - 1 - Biogas - Offtake - 25A | C2NC-1300-100-HV-41225A | C2NC-1300-100 | Valves | Biogas Offtake Butterfly Valve
Digester - 1 - Biogas - Offtake - 28A | C2NC-1300-100-HV-41228A | C2NC-1300-100 | Valves | Biogas Offtake Butterfly Valve
Digester - 1 - Sight - Glass - 29A | C2NC-1300-100-HV-41229A | C2NC-1300-100 | Valves | Sight Glass Ball Valve Valve
Digester - 1 - Sight - Glass 2 | C2NC-1300-100-SG-41202A | Equipment | C2NC-1300-100 | Digester 1 Sight Glass 2
Digester - 1 - Biogas - Offtake - 31A | C2NC-1300-100-HV-41231A | C2NC-1300-100 | Valves | Biogas Offtake Butterfly Valve
Digester - 1 - Service - Water - 34A | C2NC-1300-100-HV-41234A | C2NC-1300-100 | Valves | Service Water Ball Valve Valve
Digester - 1 - Service - Water - 35A | C2NC-1300-100-HV-41235A | C2NC-1300-100 | Valves | Service Water Ball Valve Valve
Digester - 1 - Service - Water - 36A | C2NC-1300-100-HV-41236A | C2NC-1300-100 | Valves | Service Water Ball Valve Valve
Digester - 1 - Service - Water - 37A | C2NC-1300-100-HV-41237A | C2NC-1300-100 | Valves | Service Water Ball Valve Valve
Digester - 1 - Service - Water - 38A | C2NC-1300-100-HV-41238A | C2NC-1300-100 | Valves | Service Water Ball Valve Valve
Digester - 1 - Instrument - Isolation - 39A | C2NC-1300-100-HV-41239A | C2NC-1300-100 | Valves | Instrument Isolation Ball Valve Valve
Digester - 1 - Drain - 40A | C2NC-1300-100-HV-41240A | C2NC-1300-100 | Valves | Drain Ball Valve Valve
Digester - 1 - Biogas - to - AD2 - 41A | C2NC-1300-100-HV-41241A | C2NC-1300-100 | Valves | Biogas to AD2 Butterfly Valve
Digester - 1 - Discharge - 42A | C2NC-1300-100-HV-41242A | C2NC-1300-100 | Valves | Discharge Knife Gate Valve
Digester - 1 - To - HX - 43A | C2NC-1300-100-HV-41243A | C2NC-1300-100 | Valves | To HX Knife Gate Valve
Digester - 1 - Drain - 44A | C2NC-1300-100-HV-41244A | C2NC-1300-100 | Valves | Drain Knife Gate Valve
Digester - 1 - Drain - Valve - 45A | C2NC-1300-100-HV-41245A | C2NC-1300-100 | Valves | Drain Valve Ball Valve
Digester - 1 - Instrument - Isolation - 46A | C2NC-1300-100-HV-41246A | C2NC-1300-100 | Valves | Instrument Isolation Ball Valve
Digester - 1 - Spare - Nozzle - 47A | C2NC-1300-100-HV-41247A | C2NC-1300-100 | Valves | Spare Nozzle Knife Gate Valve
Digester - 1 - Spare - Nozzle - 48A | C2NC-1300-100-HV-41248A | C2NC-1300-100 | Valves | Spare Nozzle Knife Gate Valve
Digester - 1 - Drain - 49A | C2NC-1300-100-HV-41249A | C2NC-1300-100 | Valves | Drain Ball Valve Valve
Digester - 1 - Drain - 50A | C2NC-1300-100-HV-41250A | C2NC-1300-100 | Valves | Drain Ball Valve Valve
Digester - 1 - Instrument - Isolation - 51A | C2NC-1300-100-HV-41251A | C2NC-1300-100 | Valves | Instrument Isolation Ball Valve Valve
Digester - 1 - Instrument - Isolation - 52A | C2NC-1300-100-HV-41252A | C2NC-1300-100 | Valves | Instrument Isolation Ball Valve Valve
Digester - 1 - Drain - 53A | C2NC-1300-100-HV-41253A | C2NC-1300-100 | Valves | Drain Ball Valve Valve
Digester - 1 - Biogas - from - Fcon - 54A | C2NC-1300-100-HV-41254A | C2NC-1300-100 | Valves | Biogas from Fcon Butterfly Valve
Digester - 1 - Instrument - Isolation - 55A | C2NC-1300-100-HV-41255A | C2NC-1300-100 | Valves | Instrument Isolation Ball Valve Valve
Digester - 1 - Drain - 56A | C2NC-1300-100-HV-41256A | C2NC-1300-100 | Valves | Drain Ball Valve Valve
Digester - 1 - Instrument - Isolation - 57A | C2NC-1300-100-HV-41257A | C2NC-1300-100 | Valves | Instrument Isolation Ball Valve Valve
Digester - 1 - Drain - 58A | C2NC-1300-100-HV-41258A | C2NC-1300-100 | Valves | Drain Ball Valve Valve
Digester - 1 - Drain - 59A | C2NC-1300-100-HV-41259A | C2NC-1300-100 | Valves | Drain Eccentric Plug Valve
Digester - 1 - Gas - Recirculation - 63A | C2NC-1300-100-HV-41263A | C2NC-1300-100 | Valves | Gas Recirculation Butterfly Valve
Digester - 1 - Gas - Recirculation - 64A | C2NC-1300-100-HV-41264A | C2NC-1300-100 | Valves | Gas Recirculation Butterfly Valve
Digester - 1 - Gas - Recirculation - 65A | C2NC-1300-100-HV-41265A | C2NC-1300-100 | Valves | Gas Recirculation Butterfly Valve
Digester - 1 - Gas - Recirculation - 66A | C2NC-1300-100-HV-41266A | C2NC-1300-100 | Valves | Gas Recirculation Butterfly Valve
Digester - 1 - Gas - Recirculation - 70A | C2NC-1300-100-HV-41270A | C2NC-1300-100 | Valves | Gas Recirculation Butterfly Valve
Digester - 1 - Gas - Recirculation - 71A | C2NC-1300-100-HV-41271A | C2NC-1300-100 | Valves | Gas Recirculation Butterfly Valve
Digester - 1 - Gas - Recirculation - 72A | C2NC-1300-100-HV-41272A | C2NC-1300-100 | Valves | Gas Recirculation Butterfly Valve
Digester - 1 - Gas - Recirculation - 73A | C2NC-1300-100-HV-41273A | C2NC-1300-100 | Valves | Gas Recirculation Butterfly Valve
Digester - 1 - Gas - Recirculation - 74A | C2NC-1300-100-HV-41274A | C2NC-1300-100 | Valves | Gas Recirculation Butterfly Valve
Digester #1 Heating | C2NC-1300-100-HX | C2NC-1300-100 | Locations And Facilities | Digester #1 Heating
Digester - 1 - Level - Transmitter - 41201A | C2NC-1300-100-LIT-41201A | C2NC-1300-100 | Instrumentation | LT for AD tank, linked to LE - Instrumentation
Digester - 1 - Level - Indicating - Transmitter - 41202A | C2NC-1300-100-LIT-41202A | C2NC-1300-100 | Instrumentation | Level transmitter for AD tank - Instrumentation
Digester - 1 - Level - Transmitter - 41203A | C2NC-1300-100-LIT-41203A | C2NC-1300-100 | Instrumentation | Level Transmitter for AD tank - Instrumentation
Digester - 1 - Level - High - High - Switch - 41201A | C2NC-1300-100-LSHH-41201A | C2NC-1300-100 | Instrumentation | Level switch for AD tank (at top) - Instrumentation
Membrane - Cover - for - Digester - #1 | C2NC-1300-100-MC_41201A | C2NC-1300-100 | Equipment | Double Membrane Tank Cover
Digester - #1 - Mixer - #1 | C2NC-1300-100-MX_41201A | C2NC-1300-100 | Equipment | PSM 940 Mixer
Digester - #1 - Mixer - #2 | C2NC-1300-100-MX_41202A | C2NC-1300-100 | Equipment | PSM 940 Mixer
Digester - #1 - Mixer - #3 | C2NC-1300-100-MX_41203A | C2NC-1300-100 | Equipment | PSM 1500 Mixer
Digester - #1 - Mixer - #4 | C2NC-1300-100-MX_41204A | C2NC-1300-100 | Equipment | PSM 1500 Mixer
Digester - #1 - Mixer - #5 | C2NC-1300-100-MX_41205A | C2NC-1300-100 | Equipment | PSM 1500 Mixer
Digester - #1 - Mixer - #6 | C2NC-1300-100-MX_41206A | C2NC-1300-100 | Equipment | PSM 1500 Mixer
Digester - #1 - Mixer - #7 | C2NC-1300-100-MX_41207A | C2NC-1300-100 | Equipment | PSM 1500 Mixer
Digester - #1 - Mixer - #8 | C2NC-1300-100-MX_41208A | C2NC-1300-100 | Equipment | PSM 1500 Mixer
Digester - #1 - Mixer - #9 | C2NC-1300-100-MX_41209A | C2NC-1300-100 | Equipment | PSM 1500 Mixer
Substrate - Pump - to - Digester - #1 | C2NC-1300-100-P_41201A | C2NC-1300-100 | Equipment | Pump from FCON to AD #1
Digestate - Discharge - Pump - #1 | C2NC-1300-100-P_41202A | C2NC-1300-100 | Equipment | Pump to downstream dewatering
Digester - Feed - Pumps - Pressure - Indicator - 41201A | C2NC-1300-100-PI-41201A | C2NC-1300-100 | Instrumentation | PI prior to substrate pump to AD - Instrumentation
Digester - Feed - Pumps - Pressure - Indicator - 41202A | C2NC-1300-100-PI-41202A | C2NC-1300-100 | Instrumentation | PI on DFS stream exiting substrate pump, going to AD - Instrumentation
Digester - 1 - Pressure - Indicator - 41203A | C2NC-1300-100-PI-41203A | C2NC-1300-100 | Instrumentation | PI on service box for BG line on AD tank - Instrumentation
Digester - 1 - Pressure - Indicator - 41204A | C2NC-1300-100-PI-41204A | C2NC-1300-100 | Instrumentation | PI on service box for BG line on AD tank - Instrumentation
Digester - 1 - Pressure - Indicator - 41205A | C2NC-1300-100-PI-41205A | C2NC-1300-100 | Instrumentation | PI on service box for BG line on AD tank - Instrumentation
Digester - Discharge - Pumps - Pressure - Indicator - 41206A | C2NC-1300-100-PI-41206A | C2NC-1300-100 | Instrumentation | Pressure indicator prior to digestate waste pump - Instrumentation
Digester - Discharge - Pumps - Pressure - Indicator - 41207A | C2NC-1300-100-PI-41207A | C2NC-1300-100 | Instrumentation | Pressure indicator after digestate waste pump - Instrumentation
FCON - Heating - Pressure - Indicator - 44201A | C2NC-1300-100-PI-44201A | C2NC-1300-100 | Instrumentation | Pressure indicator prior to FCON HX pump - Instrumentation
FCON - Heating - Pressure - Indicator - 44202A | C2NC-1300-100-PI-44202A | C2NC-1300-100 | Instrumentation | Pressure indicator after FCON HX pump - Instrumentation
FCON - Heating - Pressure - Indicator - 44203A | C2NC-1300-100-PI-44203A | C2NC-1300-100 | Instrumentation | Pressure indicator on HW supply for FCON HX - Instrumentation
FCON - Heating - Pressure - Indicator - 44204A | C2NC-1300-100-PI-44204A | C2NC-1300-100 | Instrumentation | PI on HW exiting FCON HX - Instrumentation
FCON - Heating - Pressure - Indicator - 44205A | C2NC-1300-100-PI-44205A | C2NC-1300-100 | Instrumentation | PI on DFS stream exiting FCON HX - Instrumentation
Digester - 1 - Pressure - Indicating - Transmitter - 41201A | C2NC-1300-100-PIT-41201A | C2NC-1300-100 | Instrumentation | PIT on combined BG line from service boxes exiting the AD tank - Instrumentation
Digester - 1 - Pressure - Indicating - Transmitter - 41202A | C2NC-1300-100-PIT-41202A | C2NC-1300-100 | Instrumentation | PIT in intermembrane space - Instrumentation
Digester - Feed - Pumps - Pressure - High - Switch - 41201A | C2NC-1300-100-PSH-41201A | C2NC-1300-100 | Instrumentation | PSH on DFS stream exiting substrate pump, going to AD - Instrumentation
Digester - Discharge - Pumps - Pressure - High - Switch - 41202A | C2NC-1300-100-PSH-41202A | C2NC-1300-100 | Instrumentation | Pressure switch after digestate waste pump - Instrumentation
FCON - Heating - Pressure - High - Switch - 44201A | C2NC-1300-100-PSH-44201A | C2NC-1300-100 | Instrumentation | Pressure switch after FCON HX pump - Instrumentation
Digester - 1 - Membrane - Blower - Pressure Safety Valve - 01A | C2NC-1300-100-PSV-41201A | C2NC-1300-100 | Valves | Membrane Blower Pressure Regulator Valve
Digester - #1 - Mixer - Service - Box - #1 | C2NC-1300-100-SB_41201A | C2NC-1300-100 | Equipment | Service Box Pro for membrane roof
Digester - #1 - Mixer - Service - Box - #2 | C2NC-1300-100-SB_41202A | C2NC-1300-100 | Equipment | Service Box Pro for membrane roof
Digester - #1 - Mixer - Service - Box - #3 | C2NC-1300-100-SB_41203A | C2NC-1300-100 | Equipment | Service Box Pro for membrane roof
Digester - #1 - Mixer - Service - Box - #4 | C2NC-1300-100-SB_41204A | C2NC-1300-100 | Equipment | Service Box Pro for membrane roof
Digester - #1 - Mixer - Service - Box - #5 | C2NC-1300-100-SB_41205A | C2NC-1300-100 | Equipment | Service Box Pro for membrane roof
Digester - #1 - Mixer - Service - Box - #6 | C2NC-1300-100-SB_41206A | C2NC-1300-100 | Equipment | Service Box Pro for membrane roof
Digester - #1 - Mixer - Service - Box - #7 | C2NC-1300-100-SB_41207A | C2NC-1300-100 | Equipment | Service Box Pro for membrane roof
Digester - #1 - Mixer - Service - Box - #8 | C2NC-1300-100-SB_41208A | C2NC-1300-100 | Equipment | Service Box Pro for membrane roof
Digester - #1 - Mixer - Service - Box - #9 | C2NC-1300-100-SB_41209A | C2NC-1300-100 | Equipment | Service Box Pro for membrane roof
Digester - #1 - Mixer - Auto-Positioner - #1 | C2NC-1300-100-SB-M_41201A | C2NC-1300-100 | Equipment | Digester - #1 - Mixer - Auto-Positioner - #1
Digester - #1 - Mixer - Auto-Positioner - #2 | C2NC-1300-100-SB-M_41202A | C2NC-1300-100 | Equipment | Digester - #1 - Mixer - Auto-Positioner - #2
Digester - #1 - Mixer - Auto-Positioner - #3 | C2NC-1300-100-SB-M_41203A | C2NC-1300-100 | Equipment | Digester - #1 - Mixer - Auto-Positioner - #3
Digester - #1 - Mixer - Auto-Positioner - #4 | C2NC-1300-100-SB-M_41204A | C2NC-1300-100 | Equipment | Digester - #1 - Mixer - Auto-Positioner - #4
Digester - #1 - Mixer - Auto-Positioner - #5 | C2NC-1300-100-SB-M_41205A | C2NC-1300-100 | Equipment | Digester - #1 - Mixer - Auto-Positioner - #5
Digester - #1 - Mixer - Auto-Positioner - #6 | C2NC-1300-100-SB-M_41206A | C2NC-1300-100 | Equipment | Digester - #1 - Mixer - Auto-Positioner - #6
Digester - #1 - Mixer - Auto-Positioner - #7 | C2NC-1300-100-SB-M_41207A | C2NC-1300-100 | Equipment | Digester - #1 - Mixer - Auto-Positioner - #7
Digester - #1 - Mixer - Auto-Positioner - #8 | C2NC-1300-100-SB-M_41208A | C2NC-1300-100 | Equipment | Digester - #1 - Mixer - Auto-Positioner - #8
Digester - #1 - Mixer - Auto-Positioner - #9 | C2NC-1300-100-SB-M_41209A | C2NC-1300-100 | Equipment | Digester - #1 - Mixer - Auto-Positioner - #9
FCON - Heating - Temperature - Indicator - 44201A | C2NC-1300-100-TI-44201A | C2NC-1300-100 | Instrumentation | TI on HW exiting FCON HX with thermowell - Instrumentation
Digester - 1 - Temperature - Indicating - Transmitter - 41201A | C2NC-1300-100-TIT-41201A | C2NC-1300-100 | Instrumentation | TIT for AD tank with thermowell - Instrumentation
Digester - 1 - Temperature - Transmitter - 41202A | C2NC-1300-100-TIT-41202A | C2NC-1300-100 | Instrumentation | TIT for AD tank with thermowell - Instrumentation
FCON - Heating - Temperature - Indicating - Transmitter - 44201A | C2NC-1300-100-TIT-44201A | C2NC-1300-100 | Instrumentation | Temp indicator on HW supply for FCON HX with thermowell - Instrumentation
FCON - Heating - Temperature - Indicating - Transmitter - 44202A | C2NC-1300-100-TIT-44202A | C2NC-1300-100 | Instrumentation | TIT on DFS stream prior to FCON HX with thermowell - Instrumentation
FCON - Heating - Temperature - Indicating - Transmitter - 44203A | C2NC-1300-100-TIT-44203A | C2NC-1300-100 | Instrumentation | TIT on DFS stream exiting FCON HX with thermowell - Instrumentation
Anaerobic - Digester - #1 | C2NC-1300-100-TK_41201A | C2NC-1300-100 | Equipment | Bolted steel, insulated AD tank with gas holder cover
Digester - 1 - Temperature - Sensor - 41201A | C2NC-1300-100-TW-41201A | C2NC-1300-100 | Instrumentation | Thermowell - Instrumentation
Digester - 1 - Thermowell - 41202A | C2NC-1300-100-TW-41202A | C2NC-1300-100 | Instrumentation | Thermowell - Instrumentation
FCON - Heating - Temperature - Sensor - 44202A | C2NC-1300-100-TW-44202A | C2NC-1300-100 | Instrumentation | Thermowell - Instrumentation
FCON - Heating - Temperature - Sensor - 44203A | C2NC-1300-100-TW-44203A | C2NC-1300-100 | Instrumentation | Thermowell - Instrumentation
Digester - 1 - Position - Indicating - Transmitter - 41201A | C2NC-1300-100-ZIT-41201A | C2NC-1300-100 | Instrumentation | ZIT placed on top of AD - Instrumentation
Digester - #2 - Blower - #1 | C2NC-1300-200-BL_41201B | C2NC-1300-200 | Equipment | Blower to maintain pressure in gas holder cover
Digester - #2 - Blower - #2 | C2NC-1300-200-BL_41202B | C2NC-1300-200 | Equipment | Blower to maintain pressure in gas holder cover
Digester - 2 - Membrane - Blower - Check Valve - 01B | C2NC-1300-200-CV-41201B | C2NC-1300-200 | Valves | Membrane Blower Check Valve
Digester - 2 - Antifoam - 02 | C2NC-1300-200-FCV-31202 | C2NC-1300-200 | Valves | Antifoam Solenoid Valve
Digester - 2 - Service - Water - 01B | C2NC-1300-200-FCV-41201B | C2NC-1300-200 | Valves | Service Water Solenoid Valve
FCON - Heating - Flow - Sensor - 44201B | C2NC-1300-200-FE-44201B | C2NC-1300-200 | Instrumentation | FE on DFS stream prior to FCON HX - Instrumentation
Digester - Feed - Pumps - Flow - Indicating - Transmitter - 41201B | C2NC-1300-200-FIT-41201B | C2NC-1300-200 | Instrumentation | Flow transmitter on feed line from FCON to AD - Instrumentation
Biogas - Piping - Flow - Indicating - Transmitter - 41202B | C2NC-1300-200-FIT-41202B | C2NC-1300-200 | Instrumentation | FIT on AD BG line - Instrumentation
Digester - Discharge - Pumps - Flow - Indicating - Transmitter - 41204B | C2NC-1300-200-FIT-41204B | C2NC-1300-200 | Instrumentation | Flow transmitter for discharge from AD - Instrumentation
FCON - Heating - Flow - Indicating - Transmitter - 44201B | C2NC-1300-200-FIT-44201B | C2NC-1300-200 | Instrumentation | FIT on DFS stream prior to FCON HX - Instrumentation
FCON - Heating - Flow - Indicating - Transmitter - 44202B | C2NC-1300-200-FIT-44202B | C2NC-1300-200 | Instrumentation | FIT on DFS stream prior to FCON HX - Instrumentation
Digester - 2 - Antifoam - 18B | C2NC-1300-200-HV-41218B | C2NC-1300-200 | Valves | Antifoam Ball Valve
Digester - 2 - Service - Water - 19B | C2NC-1300-200-HV-41219B | C2NC-1300-200 | Valves | Service Water Knife Gate Valve
Digester - 2 - Sight - Glass - 20B | C2NC-1300-200-HV-41220B | C2NC-1300-200 | Valves | Sight Glass Ball Valve
Digester - 2 - Sight - Glass 1 | C2NC-1300-200-SG-41201B | Equipment | C2NC-1300-200 | Digester 2 Sight Glass 1
Digester - 2 - Feed - Line - 21B | C2NC-1300-200-HV-41221B | C2NC-1300-200 | Valves | Feed Line Knife Gate Valve
Digester - 2 - Service - Water - 22B | C2NC-1300-200-HV-41222B | C2NC-1300-200 | Valves | Service Water Knife Gate Valve
Digester - 2 - Return - from - HX - 23B | C2NC-1300-200-HV-41223B | C2NC-1300-200 | Valves | Return from HX Knife Gate Valve
Digester - 2 - Membrane - Blower - 24B | C2NC-1300-200-HV-41224B | C2NC-1300-200 | Valves | Membrane Blower Butterfly Valve
Digester - 2 - Biogas - Offtake - 25B | C2NC-1300-200-HV-41225B | C2NC-1300-200 | Valves | Biogas Offtake Butterfly Valve
Digester - 2 - Biogas - Offtake - 28B | C2NC-1300-200-HV-41228B | C2NC-1300-200 | Valves | Biogas Offtake Butterfly Valve
Digester - 2 - Sight - Glass - 29B | C2NC-1300-200-HV-41229B | C2NC-1300-200 | Valves | Sight Glass Ball Valve Valve
Digester - 2 - Sight - Glass 2 | C2NC-1300-200-SG-41202B | Equipment | C2NC-1300-200 | Digester 2 Sight Glass 2
Digester - 2 - Biogas - Offtake - 31B | C2NC-1300-200-HV-41231B | C2NC-1300-200 | Valves | Biogas Offtake Butterfly Valve
Digester - 2 - Service - Water - 34B | C2NC-1300-200-HV-41234B | C2NC-1300-200 | Valves | Service Water Ball Valve Valve
Digester - 2 - Service - Water - 35B | C2NC-1300-200-HV-41235B | C2NC-1300-200 | Valves | Service Water Ball Valve Valve
Digester - 2 - Service - Water - 36B | C2NC-1300-200-HV-41236B | C2NC-1300-200 | Valves | Service Water Ball Valve Valve
Digester - 2 - Service - Water - 37B | C2NC-1300-200-HV-41237B | C2NC-1300-200 | Valves | Service Water Ball Valve Valve
Digester - 2 - Service - Water - 38B | C2NC-1300-200-HV-41238B | C2NC-1300-200 | Valves | Service Water Ball Valve Valve
Digester - 2 - Instrument - Isolation - 39B | C2NC-1300-200-HV-41239B | C2NC-1300-200 | Valves | Instrument Isolation Ball Valve Valve
Digester - 2 - Drain - 40B | C2NC-1300-200-HV-41240B | C2NC-1300-200 | Valves | Drain Ball Valve Valve
Digester - 2 - Biogas - Offtake - 41B | C2NC-1300-200-HV-41241B | C2NC-1300-200 | Valves | Biogas Offtake Butterfly Valve
Digester - 2 - Discharge - 42B | C2NC-1300-200-HV-41242B | C2NC-1300-200 | Valves | Discharge Knife Gate Valve
Digester - 2 - To - HX - 43B | C2NC-1300-200-HV-41243B | C2NC-1300-200 | Valves | To HX Knife Gate Valve
Digester - 2 - Spare - Nozzle - 44B | C2NC-1300-200-HV-41244B | C2NC-1300-200 | Valves | Spare Nozzle Knife Gate Valve
Digester - 2 - Drain - Valve - 45B | C2NC-1300-200-HV-41245B | C2NC-1300-200 | Valves | Drain Valve Ball Valve
Digester - 2 - Instrument - Isolation - 46B | C2NC-1300-200-HV-41246B | C2NC-1300-200 | Valves | Instrument Isolation Ball Valve
Digester - 2 - Spare - Nozzle - 47B | C2NC-1300-200-HV-41247B | C2NC-1300-200 | Valves | Spare Nozzle Knife Gate Valve
Digester - 2 - Spare - Nozzle - 48B | C2NC-1300-200-HV-41248B | C2NC-1300-200 | Valves | Spare Nozzle Knife Gate Valve
Digester - 2 - Drain - 49B | C2NC-1300-200-HV-41249B | C2NC-1300-200 | Valves | Drain Ball Valve Valve
Digester - 2 - Drain - 50B | C2NC-1300-200-HV-41250B | C2NC-1300-200 | Valves | Drain Ball Valve Valve
Digester - 2 - Instrument - Isolation - 51B | C2NC-1300-200-HV-41251B | C2NC-1300-200 | Valves | Instrument Isolation Ball Valve Valve
Digester - 2 - Instrument - Isolation - 52B | C2NC-1300-200-HV-41252B | C2NC-1300-200 | Valves | Instrument Isolation Ball Valve Valve
Digester - 2 - Drain - 53B | C2NC-1300-200-HV-41253B | C2NC-1300-200 | Valves | Drain Ball Valve Valve
Digester - 2 - Biogas - from - Fcon - 54B | C2NC-1300-200-HV-41254B | C2NC-1300-200 | Valves | Biogas from Fcon Butterfly Valve
Digester - 2 - Instrument - Isolation - 55B | C2NC-1300-200-HV-41255B | C2NC-1300-200 | Valves | Instrument Isolation Ball Valve Valve
Digester - 2 - Drain - 56B | C2NC-1300-200-HV-41256B | C2NC-1300-200 | Valves | Drain Ball Valve Valve
Digester - 2 - Instrument - Isolation - 57B | C2NC-1300-200-HV-41257B | C2NC-1300-200 | Valves | Instrument Isolation Ball Valve Valve
Digester - 2 - Drain - 58B | C2NC-1300-200-HV-41258B | C2NC-1300-200 | Valves | Drain Ball Valve Valve
Digester - 2 - Drain - 59B | C2NC-1300-200-HV-41259B | C2NC-1300-200 | Valves | Drain Eccentric Plug Valve
Digester - 2 - Gas - Recirculation - 63B | C2NC-1300-200-HV-41263B | C2NC-1300-200 | Valves | Gas Recirculation Butterfly Valve
Digester - 2 - Gas - Recirculation - 64B | C2NC-1300-200-HV-41264B | C2NC-1300-200 | Valves | Gas Recirculation Butterfly Valve
Digester - 2 - Gas - Recirculation - 65B | C2NC-1300-200-HV-41265B | C2NC-1300-200 | Valves | Gas Recirculation Butterfly Valve
Digester - 2 - Gas - Recirculation - 66B | C2NC-1300-200-HV-41266B | C2NC-1300-200 | Valves | Gas Recirculation Butterfly Valve
Digester - 2 - Gas - Recirculation - 70B | C2NC-1300-200-HV-41270B | C2NC-1300-200 | Valves | Gas Recirculation Butterfly Valve
Digester - 2 - Gas - Recirculation - 71B | C2NC-1300-200-HV-41271B | C2NC-1300-200 | Valves | Gas Recirculation Butterfly Valve
Digester - 2 - Gas - Recirculation - 72B | C2NC-1300-200-HV-41272B | C2NC-1300-200 | Valves | Gas Recirculation Butterfly Valve
Digester - 2 - Gas - Recirculation - 73B | C2NC-1300-200-HV-41273B | C2NC-1300-200 | Valves | Gas Recirculation Butterfly Valve
Digester - 2 - Gas - Recirculation - 74B | C2NC-1300-200-HV-41274B | C2NC-1300-200 | Valves | Gas Recirculation Butterfly Valve
Digester #2 Heating | C2NC-1300-200-HX | C2NC-1300-200 | Locations And Facilities | Digester #2 Heating
Digester - 2 - Level - Transmitter - 41201B | C2NC-1300-200-LIT-41201B | C2NC-1300-200 | Instrumentation | LT for AD tank, linked to LE - Instrumentation
Digester - 2 - Level - Indicating - Transmitter - 41202B | C2NC-1300-200-LIT-41202B | C2NC-1300-200 | Instrumentation | Level transmitter for AD tank - Instrumentation
Digester - 2 - Level - Transmitter - 41203B | C2NC-1300-200-LIT-41203B | C2NC-1300-200 | Instrumentation | Level Transmitter for AD tank - Instrumentation
Digester - 2 - Level - High - High - Switch - 41201B | C2NC-1300-200-LSHH-41201B | C2NC-1300-200 | Instrumentation | Level switch for AD tank (at top) - Instrumentation
Membrane - Cover - for - Digester - #2 | C2NC-1300-200-MC_41201B | C2NC-1300-200 | Equipment | Double Membrane Tank Cover
Digester - #2 - Mixer - #1 | C2NC-1300-200-MX_41201B | C2NC-1300-200 | Equipment | PSM 940 Mixer
Digester - #2 - Mixer - #2 | C2NC-1300-200-MX_41202B | C2NC-1300-200 | Equipment | PSM 940 Mixer
Digester - #2 - Mixer - #3 | C2NC-1300-200-MX_41203B | C2NC-1300-200 | Equipment | PSM 1500 Mixer
Digester - #2 - Mixer - #4 | C2NC-1300-200-MX_41204B | C2NC-1300-200 | Equipment | PSM 1500 Mixer
Digester - #2 - Mixer - #5 | C2NC-1300-200-MX_41205B | C2NC-1300-200 | Equipment | PSM 1500 Mixer
Digester - #2 - Mixer - #6 | C2NC-1300-200-MX_41206B | C2NC-1300-200 | Equipment | PSM 1500 Mixer
Digester - #2 - Mixer - #7 | C2NC-1300-200-MX_41207B | C2NC-1300-200 | Equipment | PSM 1500 Mixer
Digester - #2 - Mixer - #8 | C2NC-1300-200-MX_41208B | C2NC-1300-200 | Equipment | PSM 1500 Mixer
Digester - #2 - Mixer - #9 | C2NC-1300-200-MX_41209B | C2NC-1300-200 | Equipment | PSM 1500 Mixer
Substrate - Pump - to - Digester - #2 | C2NC-1300-200-P_41201B | C2NC-1300-200 | Equipment | Pump from FCON to AD #2
Digestate - Discharge - Pump - #2 | C2NC-1300-200-P_41202B | C2NC-1300-200 | Equipment | Pump to downstream dewatering
Digester - Feed - Pumps - Pressure - Indicator - 41201B | C2NC-1300-200-PI-41201B | C2NC-1300-200 | Instrumentation | PI prior to substrate pump to AD - Instrumentation
Digester - Feed - Pumps - Pressure - Indicator - 41202B | C2NC-1300-200-PI-41202B | C2NC-1300-200 | Instrumentation | PI on DFS stream exiting substrate pump, going to AD - Instrumentation
Digester - 2 - Pressure - Indicator - 41203B | C2NC-1300-200-PI-41203B | C2NC-1300-200 | Instrumentation | PI on service box for BG line on AD tank - Instrumentation
Digester - 2 - Pressure - Indicator - 41204B | C2NC-1300-200-PI-41204B | C2NC-1300-200 | Instrumentation | PI on service box for BG line on AD tank - Instrumentation
Digester - 2 - Pressure - Indicator - 41205B | C2NC-1300-200-PI-41205B | C2NC-1300-200 | Instrumentation | PI on service box for BG line on AD tank - Instrumentation
Digester - Discharge - Pumps - Pressure - Indicator - 41206B | C2NC-1300-200-PI-41206B | C2NC-1300-200 | Instrumentation | Pressure indicator prior to digestate waste pump - Instrumentation
Digester - Discharge - Pumps - Pressure - Indicator - 41207B | C2NC-1300-200-PI-41207B | C2NC-1300-200 | Instrumentation | Pressure indicator after digestate waste pump - Instrumentation
FCON - Heating - Pressure - Indicator - 44201B | C2NC-1300-200-PI-44201B | C2NC-1300-200 | Instrumentation | Pressure indicator prior to FCON HX pump - Instrumentation
FCON - Heating - Pressure - Indicator - 44202B | C2NC-1300-200-PI-44202B | C2NC-1300-200 | Instrumentation | Pressure indicator after FCON HX pump - Instrumentation
FCON - Heating - Pressure - Indicator - 44203B | C2NC-1300-200-PI-44203B | C2NC-1300-200 | Instrumentation | Pressure indicator on HW supply for FCON HX - Instrumentation
FCON - Heating - Pressure - Indicator - 44204B | C2NC-1300-200-PI-44204B | C2NC-1300-200 | Instrumentation | PI on HW exiting FCON HX - Instrumentation
FCON - Heating - Pressure - Indicator - 44205B | C2NC-1300-200-PI-44205B | C2NC-1300-200 | Instrumentation | PI on DFS stream exiting FCON HX - Instrumentation
Digester - 2 - Pressure - Indicating - Transmitter - 41201B | C2NC-1300-200-PIT-41201B | C2NC-1300-200 | Instrumentation | PIT on combined BG line from service boxes exiting the AD tank - Instrumentation
Digester - 2 - Pressure - Indicating - Transmitter - 41202B | C2NC-1300-200-PIT-41202B | C2NC-1300-200 | Instrumentation | PIT in intermembrane space - Instrumentation
Digester - Feed - Pumps - Pressure - High - Switch - 41201B | C2NC-1300-200-PSH-41201B | C2NC-1300-200 | Instrumentation | PSH on DFS stream exiting substrate pump, going to AD - Instrumentation
Digester - Discharge - Pumps - Pressure - High - Switch - 41202B | C2NC-1300-200-PSH-41202B | C2NC-1300-200 | Instrumentation | Pressure switch after digestate waste pump - Instrumentation
FCON - Heating - Pressure - High - Switch - 44201B | C2NC-1300-200-PSH-44201B | C2NC-1300-200 | Instrumentation | Pressure switch after FCON HX pump - Instrumentation
Digester - 2 - Membrane - Blower - Pressure Safety Valve - 01B | C2NC-1300-200-PSV-41201B | C2NC-1300-200 | Valves | Membrane Blower Pressure Regulator Valve
Digester - #2 - Mixer - Service - Box - #1 | C2NC-1300-200-SB_41201B | C2NC-1300-200 | Equipment | Service Box Pro for membrane roof
Digester - #2 - Mixer - Service - Box - #2 | C2NC-1300-200-SB_41202B | C2NC-1300-200 | Equipment | Service Box Pro for membrane roof
Digester - #2 - Mixer - Service - Box - #3 | C2NC-1300-200-SB_41203B | C2NC-1300-200 | Equipment | Service Box Pro for membrane roof
Digester - #2 - Mixer - Service - Box - #4 | C2NC-1300-200-SB_41204B | C2NC-1300-200 | Equipment | Service Box Pro for membrane roof
Digester - #2 - Mixer - Service - Box - #5 | C2NC-1300-200-SB_41205B | C2NC-1300-200 | Equipment | Service Box Pro for membrane roof
Digester - #2 - Mixer - Service - Box - #6 | C2NC-1300-200-SB_41206B | C2NC-1300-200 | Equipment | Service Box Pro for membrane roof
Digester - #2 - Mixer - Service - Box - #7 | C2NC-1300-200-SB_41207B | C2NC-1300-200 | Equipment | Service Box Pro for membrane roof
Digester - #2 - Mixer - Service - Box - #8 | C2NC-1300-200-SB_41208B | C2NC-1300-200 | Equipment | Service Box Pro for membrane roof
Digester - #2 - Mixer - Service - Box - #9 | C2NC-1300-200-SB_41209B | C2NC-1300-200 | Equipment | Service Box Pro for membrane roof
Digester - #2 - Mixer - Auto-Positioner - #1 | C2NC-1300-200-SB-M_41201B | C2NC-1300-200 | Equipment | Digester - #2 - Mixer - Auto-Positioner - #1
Digester - #2 - Mixer - Auto-Positioner - #2 | C2NC-1300-200-SB-M_41202B | C2NC-1300-200 | Equipment | Digester - #2 - Mixer - Auto-Positioner - #2
Digester - #2 - Mixer - Auto-Positioner - #3 | C2NC-1300-200-SB-M_41203B | C2NC-1300-200 | Equipment | Digester - #2 - Mixer - Auto-Positioner - #3
Digester - #2 - Mixer - Auto-Positioner - #4 | C2NC-1300-200-SB-M_41204B | C2NC-1300-200 | Equipment | Digester - #2 - Mixer - Auto-Positioner - #4
Digester - #2 - Mixer - Auto-Positioner - #5 | C2NC-1300-200-SB-M_41205B | C2NC-1300-200 | Equipment | Digester - #2 - Mixer - Auto-Positioner - #5
Digester - #2 - Mixer - Auto-Positioner - #6 | C2NC-1300-200-SB-M_41206B | C2NC-1300-200 | Equipment | Digester - #2 - Mixer - Auto-Positioner - #6
Digester - #2 - Mixer - Auto-Positioner - #7 | C2NC-1300-200-SB-M_41207B | C2NC-1300-200 | Equipment | Digester - #2 - Mixer - Auto-Positioner - #7
Digester - #2 - Mixer - Auto-Positioner - #8 | C2NC-1300-200-SB-M_41208B | C2NC-1300-200 | Equipment | Digester - #2 - Mixer - Auto-Positioner - #8
Digester - #2 - Mixer - Auto-Positioner - #9 | C2NC-1300-200-SB-M_41209B | C2NC-1300-200 | Equipment | Digester - #2 - Mixer - Auto-Positioner - #9
FCON - Heating - Temperature - Indicator - 44201B | C2NC-1300-200-TI-44201B | C2NC-1300-200 | Instrumentation | TI on HW exiting FCON HX with thermowell - Instrumentation
Digester - 2 - Temperature - Indicating - Transmitter - 41201B | C2NC-1300-200-TIT-41201B | C2NC-1300-200 | Instrumentation | TIT for AD tank with thermowell - Instrumentation
Digester - 2 - Temperature - Transmitter - 41202B | C2NC-1300-200-TIT-41202B | C2NC-1300-200 | Instrumentation | TIT for AD tank with thermowell - Instrumentation
FCON - Heating - Temperature - Indicating - Transmitter - 44201B | C2NC-1300-200-TIT-44201B | C2NC-1300-200 | Instrumentation | Temp indicator on HW supply for FCON HX with thermowell - Instrumentation
FCON - Heating - Temperature - Indicating - Transmitter - 44202B | C2NC-1300-200-TIT-44202B | C2NC-1300-200 | Instrumentation | TIT on DFS stream prior to FCON HX with thermowell - Instrumentation
FCON - Heating - Temperature - Indicating - Transmitter - 44203B | C2NC-1300-200-TIT-44203B | C2NC-1300-200 | Instrumentation | TIT on DFS stream exiting FCON HX with thermowell - Instrumentation
Anaerobic - Digester - #2 | C2NC-1300-200-TK_41201B | C2NC-1300-200 | Equipment | Bolted steel, insulated AD tank with gas holder cover
Digester - 2 - Temperature - Sensor - 41201B | C2NC-1300-200-TW-41201B | C2NC-1300-200 | Instrumentation | Thermowell - Instrumentation
Digester - 2 - Thermowell - 41202B | C2NC-1300-200-TW-41202B | C2NC-1300-200 | Instrumentation | Thermowell - Instrumentation
FCON - Heating - Temperature - Sensor - 44202B | C2NC-1300-200-TW-44202B | C2NC-1300-200 | Instrumentation | Thermowell - Instrumentation
FCON - Heating - Temperature - Sensor - 44203B | C2NC-1300-200-TW-44203B | C2NC-1300-200 | Instrumentation | Thermowell - Instrumentation
Digester - 2 - Position - Indicating - Transmitter - 41201B | C2NC-1300-200-ZIT-41201B | C2NC-1300-200 | Instrumentation | ZIT placed on top of AD - Instrumentation
Digester - #3 - Blower - #1 | C2NC-1300-300-BL_41201C | C2NC-1300-300 | Equipment | Blower to maintain pressure in gas holder cover
Digester - #3 - Blower - #2 | C2NC-1300-300-BL_41202C | C2NC-1300-300 | Equipment | Blower to maintain pressure in gas holder cover
Digester - 3 - Membrane - Blower - Check Valve - 01C | C2NC-1300-300-CV-41201C | C2NC-1300-300 | Valves | Membrane Blower Check Valve
Digester - 3 - Antifoam - 03 | C2NC-1300-300-FCV-31203 | C2NC-1300-300 | Valves | Antifoam Solenoid Valve
Digester - 3 - Service - Water - 01C | C2NC-1300-300-FCV-41201C | C2NC-1300-300 | Valves | Service Water Solenoid Valve
Digester - Feed - Pumps - Flow - Indicating - Transmitter - 41201C | C2NC-1300-300-FIT-41201C | C2NC-1300-300 | Instrumentation | Flow transmitter on feed line from FCON to AD - Instrumentation
Biogas - Piping - Flow - Indicating - Transmitter - 41202C | C2NC-1300-300-FIT-41202C | C2NC-1300-300 | Instrumentation | FIT on AD BG line - Instrumentation
Digester - Discharge - Pumps - Flow - Indicating - Transmitter - 41204C | C2NC-1300-300-FIT-41204C | C2NC-1300-300 | Instrumentation | Flow transmitter for discharge from AD - Instrumentation
Digester - 3 - Antifoam - 18C | C2NC-1300-300-HV-41218C | C2NC-1300-300 | Valves | Antifoam Ball Valve
Digester - 3 - Drain - 19C | C2NC-1300-300-HV-41219C | C2NC-1300-300 | Valves | Drain Eccentric Plug Valve
Digester - 3 - Sight - Glass - 20C | C2NC-1300-300-HV-41220C | C2NC-1300-300 | Valves | Sight Glass Ball Valve
Digester - 3 - Sight - Glass - 1 | C2NC-1300-300-SG-41201C | Equipment | C2NC-1300-300 | Digester 3 Sight Glass 1
Digester - 3 - Feed - Line - 21C | C2NC-1300-300-HV-41221C | C2NC-1300-300 | Valves | Feed Line Knife Gate Valve
Digester - 3 - Service - Water - 22C | C2NC-1300-300-HV-41222C | C2NC-1300-300 | Valves | Service Water Knife Gate Valve
Digester - 3 - Return - from - HX - 23C | C2NC-1300-300-HV-41223C | C2NC-1300-300 | Valves | Return from HX Knife Gate Valve
Digester - 3 - Membrane - Blower - 24C | C2NC-1300-300-HV-41224C | C2NC-1300-300 | Valves | Membrane Blower Butterfly Valve
Digester - 3 - Biogas - Offtake - 25C | C2NC-1300-300-HV-41225C | C2NC-1300-300 | Valves | Biogas Offtake Butterfly Valve
Digester - 3 - Biogas - Offtake - 28C | C2NC-1300-300-HV-41228C | C2NC-1300-300 | Valves | Biogas Offtake Butterfly Valve
Digester - 3 - Sight - Glass - 29C | C2NC-1300-300-HV-41229C | C2NC-1300-300 | Valves | Sight Glass Ball Valve Valve
Digester - 3 - Sight - Glass - 2 | C2NC-1300-300-SG-41202C | Equipment | C2NC-1300-300 | Digester 3 Sight Glass 2
Digester - 3 - Biogas - Offtake - 31C | C2NC-1300-300-HV-41231C | C2NC-1300-300 | Valves | Biogas Offtake Butterfly Valve
Digester - 3 - Service - Water - 34C | C2NC-1300-300-HV-41234C | C2NC-1300-300 | Valves | Service Water Ball Valve Valve
Digester - 3 - Service - Water - 35C | C2NC-1300-300-HV-41235C | C2NC-1300-300 | Valves | Service Water Ball Valve Valve
Digester - 3 - Service - Water - 36C | C2NC-1300-300-HV-41236C | C2NC-1300-300 | Valves | Service Water Ball Valve Valve
Digester - 3 - Service - Water - 37C | C2NC-1300-300-HV-41237C | C2NC-1300-300 | Valves | Service Water Ball Valve Valve
Digester - 3 - Service - Water - 38C | C2NC-1300-300-HV-41238C | C2NC-1300-300 | Valves | Service Water Ball Valve Valve
Digester - 3 - Instrument - Isolation - 39C | C2NC-1300-300-HV-41239C | C2NC-1300-300 | Valves | Instrument Isolation Ball Valve Valve
Digester - 3 - Drain - 40C | C2NC-1300-300-HV-41240C | C2NC-1300-300 | Valves | Drain Ball Valve Valve
Digester - 3 - Discharge - 42C | C2NC-1300-300-HV-41242C | C2NC-1300-300 | Valves | Discharge Knife Gate Valve
Digester - 3 - To - HX - 43C | C2NC-1300-300-HV-41243C | C2NC-1300-300 | Valves | To HX Knife Gate Valve
Digester - 3 - Drain - 44C | C2NC-1300-300-HV-41244C | C2NC-1300-300 | Valves | Drain Knife Gate Valve
Digester - 3 - Drain - Valve - 45C | C2NC-1300-300-HV-41245C | C2NC-1300-300 | Valves | Drain Valve Ball Valve
Digester - 3 - Instrument - Isolation - 46C | C2NC-1300-300-HV-41246C | C2NC-1300-300 | Valves | Instrument Isolation Knife Gate Valve
Digester - 3 - Spare - Nozzle - 47C | C2NC-1300-300-HV-41247C | C2NC-1300-300 | Valves | Spare Nozzle Knife Gate Valve
Digester - 3 - Spare - Nozzle - 48C | C2NC-1300-300-HV-41248C | C2NC-1300-300 | Valves | Spare Nozzle Knife Gate Valve
Digester - 3 - Biogas - from - AD2 - 49C | C2NC-1300-300-HV-41249C | C2NC-1300-300 | Valves | Biogas from AD2 Butterfly Valve
Digester - 3 - Drain - 50C | C2NC-1300-300-HV-41250C | C2NC-1300-300 | Valves | Drain Ball Valve Valve
Digester - 3 - Drain - 51C | C2NC-1300-300-HV-41251C | C2NC-1300-300 | Valves | Drain Ball Valve Valve
Digester - 3 - Instrument - Isolation - 52C | C2NC-1300-300-HV-41252C | C2NC-1300-300 | Valves | Instrument Isolation Ball Valve Valve
Digester - 3 - Drain - 56C | C2NC-1300-300-HV-41256C | C2NC-1300-300 | Valves | Drain Ball Valve Valve
Digester - 3 - Instrument - Isolation - 57C | C2NC-1300-300-HV-41257C | C2NC-1300-300 | Valves | Instrument Isolation Ball Valve Valve
Digester - 3 - Drain - 58C | C2NC-1300-300-HV-41258C | C2NC-1300-300 | Valves | Drain Ball Valve Valve
Digester - 3 - Gas - Recirculation - 63C | C2NC-1300-300-HV-41263C | C2NC-1300-300 | Valves | Gas Recirculation Butterfly Valve
Digester - 3 - Gas - Recirculation - 64C | C2NC-1300-300-HV-41264C | C2NC-1300-300 | Valves | Gas Recirculation Butterfly Valve
Digester - 3 - Gas - Recirculation - 65C | C2NC-1300-300-HV-41265C | C2NC-1300-300 | Valves | Gas Recirculation Butterfly Valve
Digester - 3 - Gas - Recirculation - 66C | C2NC-1300-300-HV-41266C | C2NC-1300-300 | Valves | Gas Recirculation Butterfly Valve
Digester - 3 - Gas - Recirculation - 70C | C2NC-1300-300-HV-41270C | C2NC-1300-300 | Valves | Gas Recirculation Butterfly Valve
Digester - 3 - Gas - Recirculation - 71C | C2NC-1300-300-HV-41271C | C2NC-1300-300 | Valves | Gas Recirculation Butterfly Valve
Digester - 3 - Gas - Recirculation - 72C | C2NC-1300-300-HV-41272C | C2NC-1300-300 | Valves | Gas Recirculation Butterfly Valve
Digester - 3 - Gas - Recirculation - 73C | C2NC-1300-300-HV-41273C | C2NC-1300-300 | Valves | Gas Recirculation Butterfly Valve
Digester - 3 - Gas - Recirculation - 74C | C2NC-1300-300-HV-41274C | C2NC-1300-300 | Valves | Gas Recirculation Butterfly Valve
Digester #3 Heating | C2NC-1300-300-HX | C2NC-1300-300 | Locations And Facilities | Digester #3 Heating
Digester - 3 - Level - Transmitter - 41201C | C2NC-1300-300-LIT-41201C | C2NC-1300-300 | Instrumentation | LT for AD tank, linked to LE - Instrumentation
Digester - 3 - Level - Indicating - Transmitter - 41202C | C2NC-1300-300-LIT-41202C | C2NC-1300-300 | Instrumentation | Level transmitter for AD tank - Instrumentation
Digester - 3 - Level - Transmitter - 41203C | C2NC-1300-300-LIT-41203C | C2NC-1300-300 | Instrumentation | Level Transmitter for AD tank - Instrumentation
Digester - 3 - Level - High - High - Switch - 41201C | C2NC-1300-300-LSHH-41201C | C2NC-1300-300 | Instrumentation | Level switch for AD tank (at top) - Instrumentation
Membrane - Cover - for - Digester - #3 | C2NC-1300-300-MC_41201C | C2NC-1300-300 | Equipment | Double Membrane Tank Cover
Digester - #3 - Mixer - #1 | C2NC-1300-300-MX_41201C | C2NC-1300-300 | Equipment | PSM 940 Mixer
Digester - #3 - Mixer - #2 | C2NC-1300-300-MX_41202C | C2NC-1300-300 | Equipment | PSM 940 Mixer
Digester - #3 - Mixer - #3 | C2NC-1300-300-MX_41203C | C2NC-1300-300 | Equipment | PSM 1500 Mixer
Digester - #3 - Mixer - #4 | C2NC-1300-300-MX_41204C | C2NC-1300-300 | Equipment | PSM 1500 Mixer
Digester - #3 - Mixer - #5 | C2NC-1300-300-MX_41205C | C2NC-1300-300 | Equipment | PSM 1500 Mixer
Digester - #3 - Mixer - #6 | C2NC-1300-300-MX_41206C | C2NC-1300-300 | Equipment | PSM 1500 Mixer
Digester - #3 - Mixer - #7 | C2NC-1300-300-MX_41207C | C2NC-1300-300 | Equipment | PSM 1500 Mixer
Digester - #3 - Mixer - #8 | C2NC-1300-300-MX_41208C | C2NC-1300-300 | Equipment | PSM 1500 Mixer
Digester - #3 - Mixer - #9 | C2NC-1300-300-MX_41209C | C2NC-1300-300 | Equipment | PSM 1500 Mixer
Substrate - Pump - to - Digester - #3 | C2NC-1300-300-P_41201C | C2NC-1300-300 | Equipment | Pump from FCON to AD #3
Digestate - Discharge - Pump - #3 | C2NC-1300-300-P_41202C | C2NC-1300-300 | Equipment | Pump to downstream dewatering
Digester - Feed - Pumps - Pressure - Indicator - 41201C | C2NC-1300-300-PI-41201C | C2NC-1300-300 | Instrumentation | PI prior to substrate pump to AD - Instrumentation
Digester - Feed - Pumps - Pressure - Indicator - 41202C | C2NC-1300-300-PI-41202C | C2NC-1300-300 | Instrumentation | PI on DFS stream exiting substrate pump, going to AD - Instrumentation
Digester - 3 - Pressure - Indicator - 41203C | C2NC-1300-300-PI-41203C | C2NC-1300-300 | Instrumentation | PI on service box for BG line on AD tank - Instrumentation
Digester - 3 - Pressure - Indicator - 41204C | C2NC-1300-300-PI-41204C | C2NC-1300-300 | Instrumentation | PI on service box for BG line on AD tank - Instrumentation
Digester - 3 - Pressure - Indicator - 41205C | C2NC-1300-300-PI-41205C | C2NC-1300-300 | Instrumentation | PI on service box for BG line on AD tank - Instrumentation
Digester - Discharge - Pumps - Pressure - Indicator - 41206C | C2NC-1300-300-PI-41206C | C2NC-1300-300 | Instrumentation | Pressure indicator prior to digestate waste pump - Instrumentation
Digester - Discharge - Pumps - Pressure - Indicator - 41207C | C2NC-1300-300-PI-41207C | C2NC-1300-300 | Instrumentation | Pressure indicator after digestate waste pump - Instrumentation
Digester - 3 - Pressure - Indicating - Transmitter - 41201C | C2NC-1300-300-PIT-41201C | C2NC-1300-300 | Instrumentation | PIT on combined BG line from service boxes exiting the AD tank - Instrumentation
Digester - 3 - Pressure - Indicating - Transmitter - 41202C | C2NC-1300-300-PIT-41202C | C2NC-1300-300 | Instrumentation | PIT in intermembrane space - Instrumentation
Digester - Feed - Pumps - Pressure - High - Switch - 41201C | C2NC-1300-300-PSH-41201C | C2NC-1300-300 | Instrumentation | PSH on DFS stream exiting substrate pump, going to AD - Instrumentation
Digester - Discharge - Pumps - Pressure - High - Switch - 41202C | C2NC-1300-300-PSH-41202C | C2NC-1300-300 | Instrumentation | Pressure switch after digestate waste pump - Instrumentation
Digester - 3 - Membrane - Blower - Pressure Safety Valve - 01C | C2NC-1300-300-PSV-41201C | C2NC-1300-300 | Valves | Membrane Blower Pressure Regulator Valve
Digester - #3 - Mixer - Service - Box - #1 | C2NC-1300-300-SB_41201C | C2NC-1300-300 | Equipment | Service Box Pro for membrane roof 1
Digester - #3 - Mixer - Service - Box - #2 | C2NC-1300-300-SB_41202C | C2NC-1300-300 | Equipment | Service Box Pro for membrane roof 2
Digester - #3 - Mixer - Service - Box - #3 | C2NC-1300-300-SB_41203C | C2NC-1300-300 | Equipment | Service Box Pro for membrane roof 3
Digester - #3 - Mixer - Service - Box - #4 | C2NC-1300-300-SB_41204C | C2NC-1300-300 | Equipment | Service Box Pro for membrane roof 4
Digester - #3 - Mixer - Service - Box - #5 | C2NC-1300-300-SB_41205C | C2NC-1300-300 | Equipment | Service Box Pro for membrane roof 5
Digester - #3 - Mixer - Service - Box - #6 | C2NC-1300-300-SB_41206C | C2NC-1300-300 | Equipment | Service Box Pro for membrane roof 6
Digester - #3 - Mixer - Service - Box - #7 | C2NC-1300-300-SB_41207C | C2NC-1300-300 | Equipment | Service Box Pro for membrane roof 7
Digester - #3 - Mixer - Service - Box - #8 | C2NC-1300-300-SB_41208C | C2NC-1300-300 | Equipment | Service Box Pro for membrane roof 8
Digester - #3 - Mixer - Service - Box - #9 | C2NC-1300-300-SB_41209C | C2NC-1300-300 | Equipment | Service Box Pro for membrane roof 9
Digester - #3 - Mixer - Auto-Positioner - #1 | C2NC-1300-300-SB-M_41201C | C2NC-1300-300 | Equipment | Digester - #3 - Mixer - Auto-Positioner - #1
Digester - #3 - Mixer - Auto-Positioner - #2 | C2NC-1300-300-SB-M_41202C | C2NC-1300-300 | Equipment | Digester - #3 - Mixer - Auto-Positioner - #2
Digester - #3 - Mixer - Auto-Positioner - #3 | C2NC-1300-300-SB-M_41203C | C2NC-1300-300 | Equipment | Digester - #3 - Mixer - Auto-Positioner - #3
Digester - #3 - Mixer - Auto-Positioner - #4 | C2NC-1300-300-SB-M_41204C | C2NC-1300-300 | Equipment | Digester - #3 - Mixer - Auto-Positioner - #4
Digester - #3 - Mixer - Auto-Positioner - #5 | C2NC-1300-300-SB-M_41205C | C2NC-1300-300 | Equipment | Digester - #3 - Mixer - Auto-Positioner - #5
Digester - #3 - Mixer - Auto-Positioner - #6 | C2NC-1300-300-SB-M_41206C | C2NC-1300-300 | Equipment | Digester - #3 - Mixer - Auto-Positioner - #6
Digester - #3 - Mixer - Auto-Positioner - #7 | C2NC-1300-300-SB-M_41207C | C2NC-1300-300 | Equipment | Digester - #3 - Mixer - Auto-Positioner - #7
Digester - #3 - Mixer - Auto-Positioner - #8 | C2NC-1300-300-SB-M_41208C | C2NC-1300-300 | Equipment | Digester - #3 - Mixer - Auto-Positioner - #8
Digester - #3 - Mixer - Auto-Positioner - #9 | C2NC-1300-300-SB-M_41209C | C2NC-1300-300 | Equipment | Digester - #3 - Mixer - Auto-Positioner - #9
Digester - 3 - Temperature - Indicating - Transmitter - 41201C | C2NC-1300-300-TIT-41201C | C2NC-1300-300 | Instrumentation | TIT for AD tank with thermowell - Instrumentation
Digester - 3 - Temperature - Transmitter - 41202C | C2NC-1300-300-TIT-41202C | C2NC-1300-300 | Instrumentation | TIT for AD tank with thermowell - Instrumentation
Anaerobic - Digester - #3 | C2NC-1300-300-TK_41201C | C2NC-1300-300 | Equipment | Bolted steel, insulated AD tank with gas holder cover
Digester - 3 - Temperature - Sensor - 41201C | C2NC-1300-300-TW-41201C | C2NC-1300-300 | Instrumentation | Thermowell - Instrumentation
Digester - 3 - Thermowell - 41202C | C2NC-1300-300-TW-41202C | C2NC-1300-300 | Instrumentation | Thermowell - Instrumentation
Digester - 3 - Position - Indicating - Transmitter - 41201C | C2NC-1300-300-ZIT-41201C | C2NC-1300-300 | Instrumentation | ZIT placed on top of AD - Instrumentation
Nutrient - Dosing - Pump A | C2NC-1300-CHEM-P_31101A | C2NC-1300-CHEM | Equipment | Dosing pump for nutrient dosing skid
Nutrient - Dosing - Pump B | C2NC-1300-CHEM-P_31101B | C2NC-1300-CHEM | Equipment | Dosing pump for nutrient dosing skid
Anti-Foam - Dosing - Pump A | C2NC-1300-CHEM-P_31201A | C2NC-1300-CHEM | Equipment | Dosing pump for anti-foam dosing skid
Anti-Foam - Dosing - Pump B | C2NC-1300-CHEM-P_31201B | C2NC-1300-CHEM | Equipment | Dosing pump for anti-foam dosing skid
Nutrient - Tote | C2NC-1300-CHEM-TK_31101 | C2NC-1300-CHEM | Equipment | Tank for micronutrients suitable for AD And FCON
Anti-Foam - Tote | C2NC-1300-CHEM-TK_31201 | C2NC-1300-CHEM | Equipment | Tank for anti-foam
Digester - 1 - Position - Switch - Closed - 31201 | C2NC-1300-CHEM-ZSC-31201 | C2NC-1300-CHEM | Instrumentation | Position switch close for antifoam solenoid - Instrumentation
Digester - 2 - Position - Switch - Closed - 31202 | C2NC-1300-CHEM-ZSC-31202 | C2NC-1300-CHEM | Instrumentation | Position switch close for antifoam solenoid - Instrumentation
Digester - 3 - Position - Switch - Closed - 31203 | C2NC-1300-CHEM-ZSC-31203 | C2NC-1300-CHEM | Instrumentation | Position switch close for antifoam solenoid - Instrumentation
FCON - Position - Switch - Closed - 31204 | C2NC-1300-CHEM-ZSC-31204 | C2NC-1300-CHEM | Instrumentation | Position switch close for antifoam solenoid - Instrumentation
Digester - 1 - Position - Switch - Open - 31201 | C2NC-1300-CHEM-ZSO-31201 | C2NC-1300-CHEM | Instrumentation | Position switch open for antifoam solenoid - Instrumentation
Digester - 2 - Position - Switch - Open - 31202 | C2NC-1300-CHEM-ZSO-31202 | C2NC-1300-CHEM | Instrumentation | Position switch open for antifoam solenoid - Instrumentation
Digester - 3 - Position - Switch - Open - 31203 | C2NC-1300-CHEM-ZSO-31203 | C2NC-1300-CHEM | Instrumentation | Position switch open for antifoam solenoid - Instrumentation
FCON - Position - Switch - Open - 31204 | C2NC-1300-CHEM-ZSO-31204 | C2NC-1300-CHEM | Instrumentation | Position switch open for antifoam solenoid - Instrumentation
Digester - Feed - Pumps - Valve - 02 | C2NC-1300-FD-HV-41202 | C2NC-1300-FD | Valves | Knife Gate Valve
Digester - Feed - Pumps - Pump - Isolation - 03A | C2NC-1300-FD-HV-41203A | C2NC-1300-FD | Valves | Pump Isolation Knife Gate Valve
Digester - Feed - Pumps - Pump - Isolation - 03B | C2NC-1300-FD-HV-41203B | C2NC-1300-FD | Valves | Pump Isolation Knife Gate Valve
Digester - Feed - Pumps - Pump - Isolation - 03C | C2NC-1300-FD-HV-41203C | C2NC-1300-FD | Valves | Pump Isolation Knife Gate Valve
Digester - Feed - Pumps - Drain - Valve - 04A | C2NC-1300-FD-HV-41204A | C2NC-1300-FD | Valves | Drain Valve Eccentric Plug Valve
Digester - Feed - Pumps - Drain - Valve - 04B | C2NC-1300-FD-HV-41204B | C2NC-1300-FD | Valves | Drain Valve Eccentric Plug Valve
Digester - Feed - Pumps - Drain - Valve - 04C | C2NC-1300-FD-HV-41204C | C2NC-1300-FD | Valves | Drain Valve Eccentric Plug Valve
Digester - Feed - Pumps - Drain - Valve - 05A | C2NC-1300-FD-HV-41205A | C2NC-1300-FD | Valves | Drain Valve Ball Valve
Digester - Feed - Pumps - Drain - Valve - 05B | C2NC-1300-FD-HV-41205B | C2NC-1300-FD | Valves | Drain Valve Ball Valve
Digester - Feed - Pumps - Drain - Valve - 05C | C2NC-1300-FD-HV-41205C | C2NC-1300-FD | Valves | Drain Valve Ball Valve
Digester - Feed - Pumps - Pump - Isolation - 11A | C2NC-1300-FD-HV-41211A | C2NC-1300-FD | Valves | Pump Isolation Knife Gate Valve
Digester - Feed - Pumps - Pump - Isolation - 11B | C2NC-1300-FD-HV-41211B | C2NC-1300-FD | Valves | Pump Isolation Knife Gate Valve
Digester - Feed - Pumps - Pump - Isolation - 11C | C2NC-1300-FD-HV-41211C | C2NC-1300-FD | Valves | Pump Isolation Knife Gate Valve
Digester - Feed - Pumps - Drain - Valve - 12A | C2NC-1300-FD-HV-41212A | C2NC-1300-FD | Valves | Drain Valve Eccentric Plug Valve
Digester - Feed - Pumps - Drain - Valve - 12B | C2NC-1300-FD-HV-41212B | C2NC-1300-FD | Valves | Drain Valve Eccentric Plug Valve
Digester - Feed - Pumps - Drain - Valve - 12C | C2NC-1300-FD-HV-41212C | C2NC-1300-FD | Valves | Drain Valve Eccentric Plug Valve
Digester - Feed - Pumps - Drain - Valve - 13A | C2NC-1300-FD-HV-41213A | C2NC-1300-FD | Valves | Drain Valve Ball Valve
Digester - Feed - Pumps - Drain - Valve - 13B | C2NC-1300-FD-HV-41213B | C2NC-1300-FD | Valves | Drain Valve Ball Valve
Digester - Feed - Pumps - Drain - Valve - 13C | C2NC-1300-FD-HV-41213C | C2NC-1300-FD | Valves | Drain Valve Ball Valve
Digester - Feed - Pumps - Drain - Valve - 14A | C2NC-1300-FD-HV-41214A | C2NC-1300-FD | Valves | Drain Valve Eccentric Plug Valve
Digester - Feed - Pumps - Drain - Valve - 14B | C2NC-1300-FD-HV-41214B | C2NC-1300-FD | Valves | Drain Valve Eccentric Plug Valve
Digester - Feed - Pumps - Drain - Valve - 14C | C2NC-1300-FD-HV-41214C | C2NC-1300-FD | Valves | Drain Valve Eccentric Plug Valve
Digester - Feed - Pumps - Valve - 17 | C2NC-1300-FD-HV-41217 | C2NC-1300-FD | Valves | Ball Valve
Digester - Heat - Exchangers - Flow - Sensor - 44101A | C2NC-1300-HTG-FE-44101A | C2NC-1300-HTG | Instrumentation | Flow sensor on DGT stream to AD HX - Instrumentation
Digester - Heat - Exchangers - Flow - Sensor - 44101B | C2NC-1300-HTG-FE-44101B | C2NC-1300-HTG | Instrumentation | Flow sensor on DGT stream to AD HX - Instrumentation
Digester - Heat - Exchangers - Flow - Sensor - 44101C | C2NC-1300-HTG-FE-44101C | C2NC-1300-HTG | Instrumentation | Flow sensor on DGT stream to AD HX - Instrumentation
Digester - Heat - Exchangers - Flow - Sensor - 44102A | C2NC-1300-HTG-FE-44102A | C2NC-1300-HTG | Instrumentation | Flow sensor on DGT stream to AD HX - Instrumentation
Digester - Heat - Exchangers - Flow - Sensor - 44102B | C2NC-1300-HTG-FE-44102B | C2NC-1300-HTG | Instrumentation | Flow sensor on DGT stream to AD HX - Instrumentation
Digester - Heat - Exchangers - Flow - Sensor - 44102C | C2NC-1300-HTG-FE-44102C | C2NC-1300-HTG | Instrumentation | Flow sensor on DGT stream to AD HX - Instrumentation
Digester - Heat - Exchangers - Flow - Indicating - Transmitter - 44101A | C2NC-1300-HTG-FIT-44101A | C2NC-1300-HTG | Instrumentation | Flow transmitter on DGT stream to AD HX - Instrumentation
Digester - Heat - Exchangers - Flow - Indicating - Transmitter - 44101B | C2NC-1300-HTG-FIT-44101B | C2NC-1300-HTG | Instrumentation | Flow transmitter on DGT stream to AD HX - Instrumentation
Digester - Heat - Exchangers - Flow - Indicating - Transmitter - 44101C | C2NC-1300-HTG-FIT-44101C | C2NC-1300-HTG | Instrumentation | Flow transmitter on DGT stream to AD HX - Instrumentation
Digester - Heat - Exchangers - Flow - Indicating - Transmitter - 44102A | C2NC-1300-HTG-FIT-44102A | C2NC-1300-HTG | Instrumentation | Flow transmitter on DGT stream to AD HX - Instrumentation
Digester - Heat - Exchangers - Flow - Indicating - Transmitter - 44102B | C2NC-1300-HTG-FIT-44102B | C2NC-1300-HTG | Instrumentation | Flow transmitter on DGT stream to AD HX - Instrumentation
Digester - Heat - Exchangers - Flow - Indicating - Transmitter - 44102C | C2NC-1300-HTG-FIT-44102C | C2NC-1300-HTG | Instrumentation | Flow transmitter on DGT stream to AD HX - Instrumentation
Digester - Heat - Exchangers - Pressure - Indicator - 44101A | C2NC-1300-HTG-PI-44101A | C2NC-1300-HTG | Instrumentation | Pressure indicator prior to AD HX pump - Instrumentation
Digester - Heat - Exchangers - Pressure - Indicator - 44101B | C2NC-1300-HTG-PI-44101B | C2NC-1300-HTG | Instrumentation | Pressure indicator prior to AD HX pump - Instrumentation
Digester - Heat - Exchangers - Pressure - Indicator - 44101C | C2NC-1300-HTG-PI-44101C | C2NC-1300-HTG | Instrumentation | Pressure indicator prior to AD HX pump - Instrumentation
Digester - Heat - Exchangers - Pressure - Indicator - 44102A | C2NC-1300-HTG-PI-44102A | C2NC-1300-HTG | Instrumentation | Pressure indicator after AD HX pump - Instrumentation
Digester - Heat - Exchangers - Pressure - Indicator - 44102B | C2NC-1300-HTG-PI-44102B | C2NC-1300-HTG | Instrumentation | Pressure indicator after AD HX pump - Instrumentation
Digester - Heat - Exchangers - Pressure - Indicator - 44102C | C2NC-1300-HTG-PI-44102C | C2NC-1300-HTG | Instrumentation | Pressure indicator after AD HX pump - Instrumentation
Digester - Heat - Exchangers - Pressure - Indicator - 44103A | C2NC-1300-HTG-PI-44103A | C2NC-1300-HTG | Instrumentation | Pressure transmitter on HW supply to AD HX - Instrumentation
Digester - Heat - Exchangers - Pressure - Indicator - 44103B | C2NC-1300-HTG-PI-44103B | C2NC-1300-HTG | Instrumentation | Pressure transmitter on HW supply to AD HX - Instrumentation
Digester - Heat - Exchangers - Pressure - Indicator - 44103C | C2NC-1300-HTG-PI-44103C | C2NC-1300-HTG | Instrumentation | Pressure transmitter on HW supply to AD HX - Instrumentation
Digester - Heat - Exchangers - Pressure - Indicator - 44104A | C2NC-1300-HTG-PI-44104A | C2NC-1300-HTG | Instrumentation | Pressure indicator on HW exiting AD HX - Instrumentation
Digester - Heat - Exchangers - Pressure - Indicator - 44104B | C2NC-1300-HTG-PI-44104B | C2NC-1300-HTG | Instrumentation | Pressure indicator on HW exiting AD HX - Instrumentation
Digester - Heat - Exchangers - Pressure - Indicator - 44104C | C2NC-1300-HTG-PI-44104C | C2NC-1300-HTG | Instrumentation | Pressure indicator on HW exiting AD HX - Instrumentation
Digester - Heat - Exchangers - Pressure - Indicator - 44105A | C2NC-1300-HTG-PI-44105A | C2NC-1300-HTG | Instrumentation | Pressure indicator on DGT stream exiting AD HX - Instrumentation
Digester - Heat - Exchangers - Pressure - Indicator - 44105B | C2NC-1300-HTG-PI-44105B | C2NC-1300-HTG | Instrumentation | Pressure indicator on DGT stream exiting AD HX - Instrumentation
Digester - Heat - Exchangers - Pressure - Indicator - 44105C | C2NC-1300-HTG-PI-44105C | C2NC-1300-HTG | Instrumentation | Pressure indicator on DGT stream exiting AD HX - Instrumentation
Digester - Heat - Exchangers - Pressure - High - Switch - 44101A | C2NC-1300-HTG-PSH-44101A | C2NC-1300-HTG | Instrumentation | Pressure switch after AD HX pump - Instrumentation
Digester - Heat - Exchangers - Pressure - High - Switch - 44101B | C2NC-1300-HTG-PSH-44101B | C2NC-1300-HTG | Instrumentation | Pressure switch after AD HX pump - Instrumentation
Digester - Heat - Exchangers - Pressure - High - Switch - 44101C | C2NC-1300-HTG-PSH-44101C | C2NC-1300-HTG | Instrumentation | Pressure switch after AD HX pump - Instrumentation
Digester - Heat - Exchangers - Temperature - Indicator - 44101A | C2NC-1300-HTG-TI-44101A | C2NC-1300-HTG | Instrumentation | Temp indicator on HW exiting AD HX with thermowell - Instrumentation
Digester - Heat - Exchangers - Temperature - Indicator - 44101B | C2NC-1300-HTG-TI-44101B | C2NC-1300-HTG | Instrumentation | Temp indicator on HW exiting AD HX with thermowell - Instrumentation
Digester - Heat - Exchangers - Temperature - Indicator - 44101C | C2NC-1300-HTG-TI-44101C | C2NC-1300-HTG | Instrumentation | Temp indicator on HW exiting AD HX with thermowell - Instrumentation
Digester - Heat - Exchangers - Temperature - Indicating - Transmitter - 44101A | C2NC-1300-HTG-TIT-44101A | C2NC-1300-HTG | Instrumentation | Temperature transmitter on HW supply to AD HX with thermowell - Instrumentation
Digester - Heat - Exchangers - Temperature - Indicating - Transmitter - 44101B | C2NC-1300-HTG-TIT-44101B | C2NC-1300-HTG | Instrumentation | Temperature transmitter on HW supply to AD HX with thermowell - Instrumentation
Digester - Heat - Exchangers - Temperature - Indicating - Transmitter - 44101C | C2NC-1300-HTG-TIT-44101C | C2NC-1300-HTG | Instrumentation | Temperature transmitter on HW supply to AD HX with thermowell - Instrumentation
Digester - Heat - Exchangers - Temperature - Indicating - Transmitter - 44102A | C2NC-1300-HTG-TIT-44102A | C2NC-1300-HTG | Instrumentation | Temp transmitter on DGT stream to AD HX with thermowell - Instrumentation
Digester - Heat - Exchangers - Temperature - Indicating - Transmitter - 44102B | C2NC-1300-HTG-TIT-44102B | C2NC-1300-HTG | Instrumentation | Temp transmitter on DGT stream to AD HX with thermowell - Instrumentation
Digester - Heat - Exchangers - Temperature - Indicating - Transmitter - 44102C | C2NC-1300-HTG-TIT-44102C | C2NC-1300-HTG | Instrumentation | Temp transmitter on DGT stream to AD HX with thermowell - Instrumentation
Digester - Heat - Exchangers - Temperature - Indicating - Transmitter - 44103A | C2NC-1300-HTG-TIT-44103A | C2NC-1300-HTG | Instrumentation | Temp transmitter on DGT stream exiting AD HX with thermowell - Instrumentation
Digester - Heat - Exchangers - Temperature - Indicating - Transmitter - 44103B | C2NC-1300-HTG-TIT-44103B | C2NC-1300-HTG | Instrumentation | Temp transmitter on DGT stream exiting AD HX with thermowell - Instrumentation
Digester - Heat - Exchangers - Temperature - Indicating - Transmitter - 44103C | C2NC-1300-HTG-TIT-44103C | C2NC-1300-HTG | Instrumentation | Temp transmitter on DGT stream exiting AD HX with thermowell - Instrumentation
Digester - Heat - Exchangers - Thermowell - 44102A | C2NC-1300-HTG-TW-44102A | C2NC-1300-HTG | Instrumentation | Thermowell - Instrumentation
Digester - Heat - Exchangers - Thermowell - 44102B | C2NC-1300-HTG-TW-44102B | C2NC-1300-HTG | Instrumentation | Thermowell - Instrumentation
Digester - Heat - Exchangers - Thermowell - 44102C | C2NC-1300-HTG-TW-44102C | C2NC-1300-HTG | Instrumentation | Thermowell - Instrumentation
Digester - Heat - Exchangers - Thermowell - 44103A | C2NC-1300-HTG-TW-44103A | C2NC-1300-HTG | Instrumentation | Thermowell - Instrumentation
Digester - Heat - Exchangers - Thermowell - 44103B | C2NC-1300-HTG-TW-44103B | C2NC-1300-HTG | Instrumentation | Thermowell - Instrumentation
Digester - Heat - Exchangers - Thermowell - 44103C | C2NC-1300-HTG-TW-44103C | C2NC-1300-HTG | Instrumentation | Thermowell - Instrumentation
Digestate - Heat - Exchanger - #1 | C2NC-1300-HTG-100-HX_44101A | C2NC-1300-HTG-100 | Equipment | 500kw AD heat exchanger
Digester - #1 - Heat - Exchanger - Pump | C2NC-1300-HTG-100-P_44101A | C2NC-1300-HTG-100 | Equipment | Digester - #1 - Heat - Exchanger - Pump
Digester - #1 - Hot - Water - Pump | C2NC-1300-HTG-100-P_44102A | C2NC-1300-HTG-100 | Equipment | Digester - #1 - Hot - Water - Pump
Digestate - Heat - Exchanger - #2 | C2NC-1300-HTG-200-HX_44101B | C2NC-1300-HTG-200 | Equipment | 500kw AD heat exchanger
Digester - #2 - Heat - Exchanger - Pump | C2NC-1300-HTG-200-P_44101B | C2NC-1300-HTG-200 | Equipment | Digester - #2 - Heat - Exchanger - Pump
Digester - #2 - Hot - Water - Pump | C2NC-1300-HTG-200-P_44102B | C2NC-1300-HTG-200 | Equipment | Digester - #2 - Hot - Water - Pump
Digestate - Heat - Exchanger - #3 | C2NC-1300-HTG-300-HX_44101C | C2NC-1300-HTG-300 | Equipment | 500kw AD heat exchanger
Digester - #3 - Heat - Exchanger - Pump | C2NC-1300-HTG-300-P_44101C | C2NC-1300-HTG-300 | Equipment | Digester - #3 - Heat - Exchanger - Pump
Digester - #3 - Hot - Water - Pump | C2NC-1300-HTG-300-P_44102C | C2NC-1300-HTG-300 | Equipment | Digester - #3 - Hot - Water - Pump
Digester - Heat - Exchangers - Nutrient - Check - 04 | C2NC-1300-HTG-CV-31104 | C2NC-1300-HTG | Valves | Nutrient Check Ball Valve
Digester - Heat - Exchangers - Nutrient - Check - 05 | C2NC-1300-HTG-CV-31105 | C2NC-1300-HTG | Valves | Nutrient Check Ball Valve
Digester - Heat - Exchangers - Nutrient - Check - 06 | C2NC-1300-HTG-CV-31106 | C2NC-1300-HTG | Valves | Nutrient Check Ball Valve
Digester - Heat - Exchangers - Hot - Water - Flow - Control - 01A | C2NC-1300-HTG-EV-44101A | C2NC-1300-HTG | Valves | Hot Water Flow Control 3 Way Valve
Digester - Heat - Exchangers - Hot - Water - Flow - Control - 01B | C2NC-1300-HTG-EV-44101B | C2NC-1300-HTG | Valves | Hot Water Flow Control 3 Way Valve
Digester - Heat - Exchangers - Hot - Water - Flow - Control - 01C | C2NC-1300-HTG-EV-44101C | C2NC-1300-HTG | Valves | Hot Water Flow Control 3 Way Valve
Digester - Heat - Exchangers - Nutrient - Isolation - 04 | C2NC-1300-HTG-HV-31104 | C2NC-1300-HTG | Valves | Nutrient Isolation Ball Valve
Digester - Heat - Exchangers - Nutrient - Isolation - 05 | C2NC-1300-HTG-HV-31105 | C2NC-1300-HTG | Valves | Nutrient Isolation Ball Valve
Digester - Heat - Exchangers - Nutrient - Isolation - 06 | C2NC-1300-HTG-HV-31106 | C2NC-1300-HTG | Valves | Nutrient Isolation Ball Valve
Digester - Heat - Exchangers - Valve - 01 | C2NC-1300-HTG-HV-44101 | C2NC-1300-HTG | Valves | Knife Gate Valve
Digester - Heat - Exchangers - Valve - 02 | C2NC-1300-HTG-HV-44102 | C2NC-1300-HTG | Valves | Knife Gate Valve
Digester - Heat - Exchangers - Pump/HX - Isolation - 03A | C2NC-1300-HTG-HV-44103A | C2NC-1300-HTG | Valves | Pump/HX Isolation Knife Gate Valve
Digester - Heat - Exchangers - Pump/HX - Isolation - 03B | C2NC-1300-HTG-HV-44103B | C2NC-1300-HTG | Valves | Pump/HX Isolation Knife Gate Valve
Digester - Heat - Exchangers - Pump/HX - Isolation - 03C | C2NC-1300-HTG-HV-44103C | C2NC-1300-HTG | Valves | Pump/HX Isolation Knife Gate Valve
Digester - Heat - Exchangers - Drain - 04A | C2NC-1300-HTG-HV-44104A | C2NC-1300-HTG | Valves | Drain Eccentric Plug Valve
Digester - Heat - Exchangers - Drain - 04B | C2NC-1300-HTG-HV-44104B | C2NC-1300-HTG | Valves | Drain Eccentric Plug Valve
Digester - Heat - Exchangers - Drain - 04C | C2NC-1300-HTG-HV-44104C | C2NC-1300-HTG | Valves | Drain Ball Valve
Digester - Heat - Exchangers - Pump/HX - Isolation - 07A | C2NC-1300-HTG-HV-44107A | C2NC-1300-HTG | Valves | Pump/HX Isolation Butterfly Valve
Digester - Heat - Exchangers - Pump/HX - Isolation - 07B | C2NC-1300-HTG-HV-44107B | C2NC-1300-HTG | Valves | Pump/HX Isolation Butterfly Valve
Digester - Heat - Exchangers - Pump/HX - Isolation - 07C | C2NC-1300-HTG-HV-44107C | C2NC-1300-HTG | Valves | Pump/HX Isolation Ball Valve
Digester - Heat - Exchangers - Drain - 08A | C2NC-1300-HTG-HV-44108A | C2NC-1300-HTG | Valves | Drain Ball Valve
Digester - Heat - Exchangers - Drain - 08B | C2NC-1300-HTG-HV-44108B | C2NC-1300-HTG | Valves | Drain Ball Valve
Digester - Heat - Exchangers - Drain - 08C | C2NC-1300-HTG-HV-44108C | C2NC-1300-HTG | Valves | Drain Ball Valve
Digester - Heat - Exchangers - Instrument - Isolation - 10A | C2NC-1300-HTG-HV-44110A | C2NC-1300-HTG | Valves | Instrument Isolation Ball Valve
Digester - Heat - Exchangers - Instrument - Isolation - 10B | C2NC-1300-HTG-HV-44110B | C2NC-1300-HTG | Valves | Instrument Isolation Ball Valve
Digester - Heat - Exchangers - Instrument - Isolation - 10C | C2NC-1300-HTG-HV-44110C | C2NC-1300-HTG | Valves | Instrument Isolation Ball Valve
Digester - Heat - Exchangers - Drain - 11A | C2NC-1300-HTG-HV-44111A | C2NC-1300-HTG | Valves | Drain Ball Valve
Digester - Heat - Exchangers - Drain - 11B | C2NC-1300-HTG-HV-44111B | C2NC-1300-HTG | Valves | Drain Ball Valve
Digester - Heat - Exchangers - Drain - 11C | C2NC-1300-HTG-HV-44111C | C2NC-1300-HTG | Valves | Drain Ball Valve
Digester - Heat - Exchangers - Instrument - Isolation - 12A | C2NC-1300-HTG-HV-44112A | C2NC-1300-HTG | Valves | Instrument Isolation Ball Valve
Digester - Heat - Exchangers - Instrument - Isolation - 12B | C2NC-1300-HTG-HV-44112B | C2NC-1300-HTG | Valves | Instrument Isolation Ball Valve
Digester - Heat - Exchangers - Instrument - Isolation - 12C | C2NC-1300-HTG-HV-44112C | C2NC-1300-HTG | Valves | Instrument Isolation Ball Valve
Digester - Heat - Exchangers - Drain - 13A | C2NC-1300-HTG-HV-44113A | C2NC-1300-HTG | Valves | Drain Eccentric Plug Valve
Digester - Heat - Exchangers - Drain - 13B | C2NC-1300-HTG-HV-44113B | C2NC-1300-HTG | Valves | Drain Eccentric Plug Valve
Digester - Heat - Exchangers - Drain - 13C | C2NC-1300-HTG-HV-44113C | C2NC-1300-HTG | Valves | Drain Ball Valve
Digester - Heat - Exchangers - Instrument - Isolation - 14A | C2NC-1300-HTG-HV-44114A | C2NC-1300-HTG | Valves | Instrument Isolation Ball Valve
Digester - Heat - Exchangers - Instrument - Isolation - 14B | C2NC-1300-HTG-HV-44114B | C2NC-1300-HTG | Valves | Instrument Isolation Ball Valve
Digester - Heat - Exchangers - Instrument - Isolation - 14C | C2NC-1300-HTG-HV-44114C | C2NC-1300-HTG | Valves | Instrument Isolation Ball Valve
Digester - Heat - Exchangers - Pump/HX - Isolation - 15A | C2NC-1300-HTG-HV-44115A | C2NC-1300-HTG | Valves | Pump/HX Isolation Knife Gate Valve
Digester - Heat - Exchangers - Pump/HX - Isolation - 15B | C2NC-1300-HTG-HV-44115B | C2NC-1300-HTG | Valves | Pump/HX Isolation Knife Gate Valve
Digester - Heat - Exchangers - Pump/HX - Isolation - 15C | C2NC-1300-HTG-HV-44115C | C2NC-1300-HTG | Valves | Pump/HX Isolation Knife Gate Valve
Digester - Heat - Exchangers - Pump/HX - Isolation - 17A | C2NC-1300-HTG-HV-44117A | C2NC-1300-HTG | Valves | Pump/HX Isolation Butterfly Valve
Digester - Heat - Exchangers - Pump/HX - Isolation - 17B | C2NC-1300-HTG-HV-44117B | C2NC-1300-HTG | Valves | Pump/HX Isolation Butterfly Valve
Digester - Heat - Exchangers - Pump/HX - Isolation - 17C | C2NC-1300-HTG-HV-44117C | C2NC-1300-HTG | Valves | Pump/HX Isolation Ball Valve
Digester - Heat - Exchangers - Pump/HX - Isolation - 18A | C2NC-1300-HTG-HV-44118A | C2NC-1300-HTG | Valves | Pump/HX Isolation Ball Valve
Digester - Heat - Exchangers - Drain - 18B | C2NC-1300-HTG-HV-44118B | C2NC-1300-HTG | Valves | Drain Knife Gate Valve
Digester - Heat - Exchangers - Drain - 18C | C2NC-1300-HTG-HV-44118C | C2NC-1300-HTG | Valves | Drain Knife Gate Valve
Digester - Heat - Exchangers - Pump/HX - Isolation - 19A | C2NC-1300-HTG-HV-44119A | C2NC-1300-HTG | Valves | Pump/HX Isolation Butterfly Valve
Digester - Heat - Exchangers - Pump/HX - Isolation - 19B | C2NC-1300-HTG-HV-44119B | C2NC-1300-HTG | Valves | Pump/HX Isolation Butterfly Valve
Digester - Heat - Exchangers - Pump/HX - Isolation - 19C | C2NC-1300-HTG-HV-44119C | C2NC-1300-HTG | Valves | Pump/HX Isolation Ball Valve
Digester - Heat - Exchangers - Drain - 20A | C2NC-1300-HTG-HV-44120A | C2NC-1300-HTG | Valves | Drain Ball Valve
Digester - Heat - Exchangers - Drain - 20B | C2NC-1300-HTG-HV-44120B | C2NC-1300-HTG | Valves | Drain Ball Valve
Digester - Heat - Exchangers - Drain - 20C | C2NC-1300-HTG-HV-44120C | C2NC-1300-HTG | Valves | Drain Ball Valve
Digester - Heat - Exchangers - Pump/HX - Isolation - 21A | C2NC-1300-HTG-HV-44121A | C2NC-1300-HTG | Valves | Pump/HX Isolation Butterfly Valve
Digester - Heat - Exchangers - Pump/HX - Isolation - 21B | C2NC-1300-HTG-HV-44121B | C2NC-1300-HTG | Valves | Pump/HX Isolation Butterfly Valve
Digester - Heat - Exchangers - Pump/HX - Isolation - 21C | C2NC-1300-HTG-HV-44121C | C2NC-1300-HTG | Valves | Pump/HX Isolation Butterfly Valve
Digester - Heat - Exchangers - Valve - 22 | C2NC-1300-HTG-HV-44122 | C2NC-1300-HTG | Valves | Knife Gate Valve
Digester - Heat - Exchangers - Pump/HX - Isolation - 22A | C2NC-1300-HTG-HV-44122A | C2NC-1300-HTG | Valves | Pump/HX Isolation Butterfly Valve
Digester - Heat - Exchangers - Pump/HX - Isolation - 22B | C2NC-1300-HTG-HV-44122B | C2NC-1300-HTG | Valves | Pump/HX Isolation Butterfly Valve
Digester - Heat - Exchangers - Pump/HX - Isolation - 22C | C2NC-1300-HTG-HV-44122C | C2NC-1300-HTG | Valves | Pump/HX Isolation Butterfly Valve
Digester - Heat - Exchangers - Valve - 23 | C2NC-1300-HTG-HV-44123 | C2NC-1300-HTG | Valves | Knife Gate Valve
Digester - Heat - Exchangers - Drain - 23A | C2NC-1300-HTG-HV-44123A | C2NC-1300-HTG | Valves | Drain Ball Valve
Digester - Heat - Exchangers - Drain - 23B | C2NC-1300-HTG-HV-44123B | C2NC-1300-HTG | Valves | Drain Ball Valve
Digester - Heat - Exchangers - Drain - 23C | C2NC-1300-HTG-HV-44123C | C2NC-1300-HTG | Valves | Drain Ball Valve
Digester - Heat - Exchangers - Pump/HX - Isolation - 24A | C2NC-1300-HTG-HV-44124A | C2NC-1300-HTG | Valves | Pump/HX Isolation Knife Gate Valve
Digester - Heat - Exchangers - Pump/HX - Isolation - 24B | C2NC-1300-HTG-HV-44124B | C2NC-1300-HTG | Valves | Pump/HX Isolation Knife Gate Valve
Digester - Heat - Exchangers - Pump/HX - Isolation - 24C | C2NC-1300-HTG-HV-44124C | C2NC-1300-HTG | Valves | Pump/HX Isolation Knife Gate Valve
Digester - Heat - Exchangers - Drain - 25A | C2NC-1300-HTG-HV-44125A | C2NC-1300-HTG | Valves | Drain Eccentric Plug Valve
Digester - Heat - Exchangers - Drain - 25B | C2NC-1300-HTG-HV-44125B | C2NC-1300-HTG | Valves | Drain Eccentric Plug Valve
Digester - Heat - Exchangers - Drain - 25C | C2NC-1300-HTG-HV-44125C | C2NC-1300-HTG | Valves | Drain Eccentric Plug Valve
Digester - Heat - Exchangers - Drain - 26A | C2NC-1300-HTG-HV-44126A | C2NC-1300-HTG | Valves | Drain Ball Valve
Digester - Heat - Exchangers - Drain - 26B | C2NC-1300-HTG-HV-44126B | C2NC-1300-HTG | Valves | Drain Ball Valve
Digester - Heat - Exchangers - Drain - 26C | C2NC-1300-HTG-HV-44126C | C2NC-1300-HTG | Valves | Drain Ball Valve
Digester - Discharge - Pumps - Valve - 57 | C2NC-1300-HV-41257 | C2NC-1300 | Valves | Knife Gate Valve
Digester - Discharge - Pumps - Valve - 58 | C2NC-1300-HV-41258 | C2NC-1300 | Valves | Knife Gate Valve
Digester - Discharge - Pumps - Pump - Isolation - 59A | C2NC-1300-HV-41259A | C2NC-1300 | Valves | Pump Isolation Knife Gate Valve
Digester - Discharge - Pumps - Pump - Isolation - 59B | C2NC-1300-HV-41259B | C2NC-1300 | Valves | Pump Isolation Knife Gate Valve
Digester - Discharge - Pumps - Pump - Isolation - 59C | C2NC-1300-HV-41259C | C2NC-1300 | Valves | Pump Isolation Knife Gate Valve
Digester - Discharge - Pumps - Drain - 60A | C2NC-1300-HV-41260A | C2NC-1300 | Valves | Drain Eccentric Plug Valve
Digester - Discharge - Pumps - Drain - 60B | C2NC-1300-HV-41260B | C2NC-1300 | Valves | Drain Eccentric Plug Valve
Digester - Discharge - Pumps - Drain - 60C | C2NC-1300-HV-41260C | C2NC-1300 | Valves | Drain Eccentric Plug Valve
Digester - Discharge - Pumps - Drain - 62A | C2NC-1300-HV-41262A | C2NC-1300 | Valves | Drain Ball Valve
Digester - Discharge - Pumps - Drain - 62B | C2NC-1300-HV-41262B | C2NC-1300 | Valves | Drain Ball Valve
Digester - Discharge - Pumps - Drain - 62C | C2NC-1300-HV-41262C | C2NC-1300 | Valves | Drain Ball Valve
Digester - Discharge - Pumps - Drain - 67A | C2NC-1300-HV-41267A | C2NC-1300 | Valves | Drain Eccentric Plug Valve
Digester - Discharge - Pumps - Drain - 67B | C2NC-1300-HV-41267B | C2NC-1300 | Valves | Drain Eccentric Plug Valve
Digester - Discharge - Pumps - Drain - 67C | C2NC-1300-HV-41267C | C2NC-1300 | Valves | Drain Eccentric Plug Valve
Digester - Discharge - Pumps - Pump - Isolation - 68A | C2NC-1300-HV-41268A | C2NC-1300 | Valves | Pump Isolation Knife Gate Valve
Digester - Discharge - Pumps - Pump - Isolation - 68B | C2NC-1300-HV-41268B | C2NC-1300 | Valves | Pump Isolation Knife Gate Valve
Digester - Discharge - Pumps - Pump - Isolation - 68C | C2NC-1300-HV-41268C | C2NC-1300 | Valves | Pump Isolation Knife Gate Valve
Digester - Discharge - Pumps - Drain - 69A | C2NC-1300-HV-41269A | C2NC-1300 | Valves | Drain Ball Valve
Digester - Discharge - Pumps - Drain - 69B | C2NC-1300-HV-41269B | C2NC-1300 | Valves | Drain Ball Valve
Digester - Discharge - Pumps - Drain - 69C | C2NC-1300-HV-41269C | C2NC-1300 | Valves | Drain Ball Valve
Biogas - Piping - Valve - 47A | C2NC-1500-HV-41247A | C2NC-1500 | Valves | Butterfly Valve
Biogas - Piping - Valve - 47B | C2NC-1500-HV-41247B | C2NC-1500 | Valves | Butterfly Valve
Biogas - Piping - Valve - 47C | C2NC-1500-HV-41247C | C2NC-1500 | Valves | Butterfly Valve
Biogas - Piping - Valve - 48A | C2NC-1500-HV-41248A | C2NC-1500 | Valves | Butterfly Valve
Biogas - Piping - Valve - 48B | C2NC-1500-HV-41248B | C2NC-1500 | Valves | Butterfly Valve
Biogas - Piping - Valve - 48C | C2NC-1500-HV-41248C | C2NC-1500 | Valves | Butterfly Valve
Biogas - Piping - Valve - 51 | C2NC-1500-HV-41251 | C2NC-1500 | Valves | Butterfly Valve
Biogas - Piping - Valve - 52 | C2NC-1500-HV-41252 | C2NC-1500 | Valves | Butterfly Valve
Biogas - Piping - Valve - 53 | C2NC-1500-HV-41253 | C2NC-1500 | Valves | Ball Valve
Biogas - Piping - Valve - 54 | C2NC-1500-HV-41254 | C2NC-1500 | Valves | Butterfly Valve
Biogas - Piping - Biogas - Offtake - 54A | C2NC-1500-HV-41254A | C2NC-1500 | Valves | Biogas Offtake Butterfly Valve
Biogas - Piping - Biogas - Offtake - 54B | C2NC-1500-HV-41254B | C2NC-1500 | Valves | Biogas Offtake Butterfly Valve
Biogas - Piping - Biogas - Offtake - 54C | C2NC-1500-HV-41254C | C2NC-1500 | Valves | Biogas Offtake Butterfly Valve
Biogas - Piping - Valve - 55 | C2NC-1500-HV-41255 | C2NC-1500 | Valves | Ball Valve
Biogas - Piping - Valve - 56 | C2NC-1500-HV-41256 | C2NC-1500 | Valves | Butterfly Valve
Biogas - Piping - Biogas - Offtake - 61A | C2NC-1500-HV-41261A | C2NC-1500 | Valves | Biogas Offtake Ball Valve
Biogas - Piping - Biogas - Offtake - 61B | C2NC-1500-HV-41261B | C2NC-1500 | Valves | Biogas Offtake Ball Valve
Biogas - Piping - Biogas - Offtake - 61C | C2NC-1500-HV-41261C | C2NC-1500 | Valves | Biogas Offtake Ball Valve
10 Inch PVC Diluted Feedstock Line 08 | CNC2-1100-10_AC30_FF_1100_08 | C2NC-1100 | Lines | 10 Inch PVC Diluted Feedstock Line
0.5 Inch Tube Service Water Line 01 | CNC2-1200-0.5_WC01_WS_1200_01 | C2NC-1200 | Lines | 0.5 Inch Tube Service Water Line
1 Inch PVC Antifoam Line 01 | CNC2-1300-1_AC30_CH_1300_01 | C2NC-1300 | Lines | 1 Inch PVC Antifoam Line
1 Inch Tube Compressed Air Line 02 | CNC2-1600-1_WC01_AI_1640_02 | C2NC-1600 | Lines | 1 Inch Tube Compressed Air Line
0.5 Inch Tube Service Water Line 1310_02 | CNC2-1300-0.5_WC01_WS_1310_02 | C2NC-1300 | Lines | 0.5 Inch Tube Service Water Line
10 Inch Carbon Steel Diluted Feedstock Line 06 | CNC2-1200-10_AE30RT_FF_1200_06 | C2NC-1200 | Lines | 10 Inch Carbon Steel Diluted Feedstock Line
10 Inch Carbon Steel Diluted Feedstock Line 07 | CNC2-1200-10_AE30RT_FF_1200_07 | C2NC-1200 | Lines | 10 Inch Carbon Steel Diluted Feedstock Line
10 Inch PVC Diluted Feedstock Line 06 | CNC2-1200-10_AC30_FF_1200_06 | C2NC-1200 | Lines | 10 Inch PVC Diluted Feedstock Line
10 Inch PVC Diluted Feedstock Line 07 | CNC2-1200-10_AC30_FF_1200_07 | C2NC-1200 | Lines | 10 Inch PVC Diluted Feedstock Line
0.5 Inch Tube Service Water Line 1320_02 | CNC2-1300-0.5_WC01_WS_1320_02 | C2NC-1300 | Lines | 0.5 Inch Tube Service Water Line
0.5 Inch Tube Service Water Line 1330_02 | CNC2-1300-0.5_WC01_WS_1330_02 | C2NC-1300 | Lines | 0.5 Inch Tube Service Water Line
12 Inch Stainless Steel Biogas Line 1200_02 | CNC2-1200-12_AS30_GB_1200_02 | C2NC-1200 | Lines | 12 Inch Stainless Steel Biogas Line
12 Inch Stainless Steel Biogas Line 1310_02 | CNC2-1300-12_AS30_GB_1310_02 | C2NC-1300 | Lines | 12 Inch Stainless Steel Biogas Line
12 Inch Stainless Steel Biogas Line 1310_06 | CNC2-1300-12_AS30_GB_1310_06 | C2NC-1300 | Lines | 12 Inch Stainless Steel Biogas Line
3 Inch PVC Service Water Line 06 | CNC2-1600-3_AC30_WS_1610_06 | C2NC-1600 | Lines | 3 Inch PVC Service Water Line
4 Inch PVC Diluted Feedstock Line 03 | CNC2-1200-4_AC30_FF_1200_03 | C2NC-1200 | Lines | 4 Inch PVC Diluted Feedstock Line
12 Inch Stainless Steel Biogas Line 1320_06 | CNC2-1300-12_AS30_GB_1320_06 | C2NC-1300 | Lines | 12 Inch Stainless Steel Biogas Line
12 Inch Stainless Steel Biogas Line 1330_06 | CNC2-1300-12_AS30_GB_1330_06 | C2NC-1300 | Lines | 12 Inch Stainless Steel Biogas Line
12 Inch Stainless Steel Biogas Line 1310_07 | CNC2-1300-12_AS30_GB_1310_07 | C2NC-1300 | Lines | 12 Inch Stainless Steel Biogas Line
12 Inch Stainless Steel Biogas Line 1320_07 | CNC2-1300-12_AS30_GB_1320_07 | C2NC-1300 | Lines | 12 Inch Stainless Steel Biogas Line
4 Inch PVC Digestate Line 1310_08 | CNC2-1300-4_AC30_ED_1310_08 | C2NC-1300 | Lines | 4 Inch PVC Digestate Line
4 Inch PVC Digestate Line 1320_08 | CNC2-1300-4_AC30_ED_1320_08 | C2NC-1300 | Lines | 4 Inch PVC Digestate Line
4 Inch PVC Digestate Line 1330_08 | CNC2-1300-4_AC30_ED_1330_08 | C2NC-1300 | Lines | 4 Inch PVC Digestate Line
4 Inch PVC Diluted Feedstock Line 04 | CNC2-1200-4_AC30_FF_1200_04 | C2NC-1200 | Lines | 4 Inch PVC Diluted Feedstock Line
4 Inch PVC Diluted Feedstock Line 05 | CNC2-1200-4_AC30_FF_1200_05 | C2NC-1200 | Lines | 4 Inch PVC Diluted Feedstock Line
6 Inch Carbon Steel Digestate Line 1310_08 | CNC2-1300-6_AE30RT_ED_1310_08 | C2NC-1300 | Lines | 6 Inch Carbon Steel Digestate Line
6 Inch Carbon Steel Digestate Line 1320_08 | CNC2-1300-6_AE30RT_ED_1320_08 | C2NC-1300 | Lines | 6 Inch Carbon Steel Digestate Line
6 Inch Carbon Steel Digestate Line 1330_08 | CNC2-1300-6_AE30RT_ED_1330_08 | C2NC-1300 | Lines | 6 Inch Carbon Steel Digestate Line
6 Inch PVC Digestate Line 1310_08 | CNC2-1300-6_AC30_ED_1310_08 | C2NC-1300 | Lines | 6 Inch PVC Digestate Line
6 Inch PVC Digestate Line 1320_08 | CNC2-1300-6_AC30_ED_1320_08 | C2NC-1300 | Lines | 6 Inch PVC Digestate Line
6 Inch PVC Digestate Line 1330_08 | CNC2-1300-6_AC30_ED_1330_08 | C2NC-1300 | Lines | 6 Inch PVC Digestate Line
8 Inch Carbon Steel Digestate Line 1310_09 | CNC2-1300-8_AE30RT_ED_1310_09 | C2NC-1300 | Lines | 8 Inch Carbon Steel Digestate Line
8 Inch Carbon Steel Digestate Line 1320_09 | CNC2-1300-8_AE30RT_ED_1320_09 | C2NC-1300 | Lines | 8 Inch Carbon Steel Digestate Line
8 Inch Carbon Steel Digestate Line 1330_09 | CNC2-1300-8_AE30RT_ED_1330_09 | C2NC-1300 | Lines | 8 Inch Carbon Steel Digestate Line
8 Inch PVC Digestate Line 1310_09 | CNC2-1300-8_AC30_ED_1310_09 | C2NC-1300 | Lines | 8 Inch PVC Digestate Line
8 Inch PVC Digestate Line 1320_09 | CNC2-1300-8_AC30_ED_1320_09 | C2NC-1300 | Lines | 8 Inch PVC Digestate Line
6 Inch Carbon Steel Diluted Feedstock Line 03 | CNC2-1200-6_AE30RT_FF_1200_03 | C2NC-1200 | Lines | 6 Inch Carbon Steel Diluted Feedstock Line
8 Inch PVC Digestate Line 1330_09 | CNC2-1300-8_AC30_ED_1330_09 | C2NC-1300 | Lines | 8 Inch PVC Digestate Line
16 Inch Stainless Steel Biogas Line 02 | CNC2-1300-16_AS30_GB_1300_02 | C2NC-1300 | Lines | 16 Inch Stainless Steel Biogas Line
6 Inch Carbon Steel Diluted Feedstock Line 04 | CNC2-1200-6_AE30RT_FF_1200_04 | C2NC-1200 | Lines | 6 Inch Carbon Steel Diluted Feedstock Line
6 Inch Carbon Steel Diluted Feedstock Line 05 | CNC2-1200-6_AE30RT_FF_1200_05 | C2NC-1200 | Lines | 6 Inch Carbon Steel Diluted Feedstock Line
6 Inch PVC Hot Water Line 07 | CNC2-1600-6_AC30_WH_1640_07 | C2NC-1600 | Lines | 6 Inch PVC Hot Water Line
6 Inch PVC Hot Water Line 08 | CNC2-1600-6_AC30_WH_1640_08 | C2NC-1600 | Lines | 6 Inch PVC Hot Water Line
8 Inch Stainless Steel Biogas Line 1310_03 | CNC2-1300-8_AS30_GB_1310_03 | C2NC-1300 | Lines | 8 Inch Stainless Steel Biogas Line
6 Inch PVC Hot Water Line 09 | CNC2-1600-6_AC30_WH_1640_09 | C2NC-1600 | Lines | 6 Inch PVC Hot Water Line
8 Inch Stainless Steel Biogas Line 1320_03 | CNC2-1300-8_AS30_GB_1320_03 | C2NC-1300 | Lines | 8 Inch Stainless Steel Biogas Line
8 Inch Stainless Steel Biogas Line 1330_03 | CNC2-1300-8_AS30_GB_1330_03 | C2NC-1300 | Lines | 8 Inch Stainless Steel Biogas Line
8 Inch Stainless Steel Biogas Line 1310_04 | CNC2-1300-8_AS30_GB_1310_04 | C2NC-1300 | Lines | 8 Inch Stainless Steel Biogas Line
8 Inch Stainless Steel Biogas Line 1320_04 | CNC2-1300-8_AS30_GB_1320_04 | C2NC-1300 | Lines | 8 Inch Stainless Steel Biogas Line
8 Inch Stainless Steel Biogas Line 1330_04 | CNC2-1300-8_AS30_GB_1330_04 | C2NC-1300 | Lines | 8 Inch Stainless Steel Biogas Line
6 Inch PVC Hot Water Line 10 | CNC2-1600-6_AC30_WH_1640_10 | C2NC-1600 | Lines | 6 Inch PVC Hot Water Line
6 Inch PVC Hot Water Line 11 | CNC2-1600-6_AC30_WH_1640_11 | C2NC-1600 | Lines | 6 Inch PVC Hot Water Line
4 Inch PVC Hot Water Line 07 | CNC2-1600-4_AC30_WH_1640_07 | C2NC-1600 | Lines | 4 Inch PVC Hot Water Line
4 Inch PVC Hot Water Line 08 | CNC2-1600-4_AC30_WH_1640_08 | C2NC-1600 | Lines | 4 Inch PVC Hot Water Line
8 Inch Stainless Steel Biogas Line 1310_05 | CNC2-1300-8_AS30_GB_1310_05 | C2NC-1300 | Lines | 8 Inch Stainless Steel Biogas Line
8 Inch Stainless Steel Biogas Line 1320_05 | CNC2-1300-8_AS30_GB_1320_05 | C2NC-1300 | Lines | 8 Inch Stainless Steel Biogas Line
8 Inch Stainless Steel Biogas Line 1330_05 | CNC2-1300-8_AS30_GB_1330_05 | C2NC-1300 | Lines | 8 Inch Stainless Steel Biogas Line
8 Inch PVC Diluted Feedstock Line 06 | CNC2-1200-8_AC30_FF_1200_06 | C2NC-1200 | Lines | 8 Inch PVC Diluted Feedstock Line
1 Inch Tube Compressed Air Line 03 | CNC2-1600-1_WC01_AI_1640_03 | C2NC-1600 | Lines | 1 Inch Tube Compressed Air Line
1 Inch Tube Compressed Air Line 04 | CNC2-1600-1_WC01_AI_1640_04 | C2NC-1600 | Lines | 1 Inch Tube Compressed Air Line
4 Inch PVC Hot Water Line 11 | CNC2-1600-4_AC30_WH_1634_11 | C2NC-1600 | Lines | 4 Inch PVC Hot Water Line
4 Inch PVC Hot Water Line 10 | CNC2-1600-4_AC30_WH_1634_10 | C2NC-1600 | Lines | 4 Inch PVC Hot Water Line
4 Inch PVC Hot Water Line 09 | CNC2-1600-4_AC30_WH_1634_09 | C2NC-1600 | Lines | 4 Inch PVC Hot Water Line
8 Inch PVC Diluted Feedstock Line 07 | CNC2-1200-8_AC30_FF_1200_07 | C2NC-1200 | Lines | 8 Inch PVC Diluted Feedstock Line
Fcon Anti-Foam Tote | C2NC-1200-TK-31201 | C2NC-1200 | Equipment | FCON Anti-foam Tote
Fcon Anti-Foam Tote Isolation Valve | C2NC-1200-HV-31201 | C2NC-1200 | Valves | FCON Anti-foam Tote Isolation Ball Valve
Fcon Anti-Foam Dosing Pump | C2NC-1200-P-31201A | C2NC-1200 | Equipment | Fcon Anti-Foam Dosing Pump
Fcon Anti-Foam Dosing Pump Standby | C2NC-1200-P-31201B | C2NC-1200 | Equipment | Fcon Anti-Foam Dosing Pump Standby
Fcon Anti-Foam Dosing Valve 1 | C2NC-1200-HV-31202 | C2NC-1200 | Valves | Fcon Anti-Foam Dosing Valve 1
Fcon Anti-Foam Dosing Check Valve | C2NC-1200-HV-31201 | C2NC-1200 | Valves | Fcon Anti-Foam Dosing Check Valve

## 1300 - Digesters
Asset Name | Asset Code | Location Code | Category | Asset Description | Make | Model | Serial Number | Charge Department Code | Account Code | Supplier/Manufacturer Name | Supplier/Manufacturer Number | *Any Custom Fields* | Notes | Unspc Code | Barcode | Facility Latitude | Facility Longitude | Facility Street Address | Facility City | Facility Postal Code | Facility Province | Facility Country | User/User Group name/Personnel Code | Calibration Needed | Aisle | Row | Bin | Low-level asset codes